## Dataset Information
Data Dictionary - Dataset Information
Dataset Name | Energy and Water Data Disclosure for Local Law 84 2022 (Data for Calendar Year 2021)
Dataset URL | https://data.cityofnewyork.us/Environment/Energy-and-Water-Data-Disclosure-for-Local-Law-84-/7x5e-2fxh
Data Provided by The name of the NYC agency providing this data to the public. | Mayor's Office of Climate and Environmental Justice (MOCEJ)
Each row is a... The unit of analysis/level of aggregation of the dataset | Property
Publishing Frequency How often changed data is published to this dataset. For an automatically updated dataset, this is the frequency of that automation | Historical data
Data Change Frequency How often the data underlying this dataset is changed | Annual
Frequency Details Additional details about the publishing or data change frequency, if needed
Dataset Description Overview of the information this dataset contains, including overall context and definitions of key terms. This field may include links to supporting datasets, agency websites, or external resources for additional context. | This data is collected annually via EPA Portfolio Manager. The data collection requires building owners to measure their energy and water consumption and compare it against that of similar buildings in the city and country. The data is useful for policy analysts as it provides transparency into energy and water consumption for the city's largest buildings. Please visit https://www1.nyc.gov/site/buildings/codes/benchmarking.page for additional information.
Why is this data collected? Purpose behind the collection of this data, including any legal or policy requirements for this data by NYC Executive Order, Local Law, or other policy directive. | Local Law 84 of 2009
How is this data collected? The methods used to create and update this dataset, including what cleaning or processing was involved prior to dataset publication. If data collection includes interpreting physical information this field includes technical details. If data collection includes fielding applications, requests, or complaints, this field includes details about the forms, applications, and processes used. | Environmental Protection Agency's Energy Star Portfolio Manager website
How can this data be used? Examples of and/or links to projects or agency operations that have used this dataset. Where relevant, includes links to online projects, agency websites, visualizations, maps, or dashboards. What are some questions one might answer using this dataset? | https://energy.cusp.nyu.edu/#/
What are the unique characteristics or limitations of this dataset? Unique characteristics of this dataset to be aware of, specifically, constraints or limitations to the use of the data.
Additional geospatial information For any datasets with geospatial data, specify the coordinate reference system or projection used and other relevant details.

## Column Information
Data Dictionary - Column Information
Column Name | Column Description | Expected/Allowed Values | Field Limitations | Additional Notes
Name of the column exactly as it appears in the dataset. | A brief, plain-language explanation of what the data in the column means. | Specifies if there is an expected range and/or format of possible values. For example, if the data type is Date & Time, this field will note whether the timestamp is MM/DD/YYYY or MM/YYYY. If the Column Name is ice cream, this field might note that values can be Chocolate, Vanilla or Strawberry. If relevant, this field specifies the unit of measurement of the data field, e.g. thousands, millions, $ value, miles, feet, year, etc. | Describes any unique characteristics or potential analytical limitations presented by this field, including: - the reasoning for any null, zero, or empty values in the data - if the data in the column was integrated from another dataset or organization - if the data covered includes a different time period - the source of the column and how the data in the column was generated. For example, information on how the data in this column was generated can include whether the data was self-reported directly by a person, system generated by a database or agency system, derived through analytical manipulation of other fields or records; or obtained from a different agency. | Provides any additional relevant information about the data in the column, including: - definitions of acronyms, special term or codes, or jargon that appears in the field values; - the meaning of confusing or non-intuitive values in the data; - how the information in this column relates to information in other columns; - other unique details about this column.
Property Id | Property IDs are unique identifiers for your property that can be used by EPA, you, or other organizations to track and manage your property. There are four main types of Property IDs: Portfolio Manager Property IDs - This is a unique ID assigned by EPA to each property. Portfolio Manager Parent Property IDs - If your property is a campus of buildings and you benchmark one or more "child" buildings individually, then each child building will be associated to its parent through this ID. Custom IDs - A custom ID is an ID that you can set, for example, it could be an ID associated with your company or an ID for a campaign in which you are participating. When you enter a Custom ID, you can enter both a name for the ID and its actual value. For example: (Company ABC Inventory ID, 01234). When you search for these custom IDs in reports, you will see them only as Custom ID 1, Custom ID 2, and Custom ID 3, because Custom ID 1 could be different for different properties in your portfolio. Standard IDs - A standard ID is a special type of ID with a set name that is available within Portfolio Manager. These are IDs associated with local legislation, national campaigns, or other large benchmarking activities. For example, New York City uses the Borough Block and Lot (BBL) number to track buildings in their jurisdiction. To enter a standard ID you can select the ID name from our dropdown list and then enter the value. See Standard ID for a full list.
Property Name | Basic property information includes property name.
Parent Property Id | The ID for the campus is referred to as the Parent Property ID.
Parent Property Name | When you are benchmark a campus (or, collection of buildings) you can track information for the entire campus, as well as for individual buildings on the campus. If you choose to track at both of these levels, then you have "parent-child" relationship. The "parent" is the entire campus or complex. That is, the parent is the multi-building property for which you have also chosen to benchmark individual buildings separately.
Year Ending | Calendar year | YYYY
NYC Borough, Block and Lot (BBL) | 10-digit property borough, block and lot identifier, originally entered into the "Standard IDs" field in Portfolio Manager and then verified and corrected, as necessary, by the Department of Finance (DOF). The first number represents the borough, where 1 is Manhattan, 2 is the Bronx, 3 is Brooklyn, 4 is Queens, and 5 is Staten Island. The following five numbers represent the tax block. If a property has a tax block that is less than 5 digits, then zeros are added before the block number so there are five digits in total. The last four digits are the tax lot number.
NYC Building Identification Number (BIN) | A seven-digit identifier Example: 1234567 Find your BIN located at the top of each building’s Property Profile Overview screen on the New York City Department of Buildings’ Building Information System (BIS).
Address 1 | Street Address 1 (self-reported)
City | City, self-reported
Postal Code | Postal zip code for the property, self-reported
Primary Property Type - Self Selected | This is the primary property type that you select. You select the type with which you most closely identify and you can change it at any time (on the Details tab, under Basic Information).
Primary Property Type - Portfolio Manager-Calculated | Portfolio Manager calculates a property type based on the property uses that you have entered. This is the property type that accounts for more than 50% of your property. For example, if you enter a property that has an Office that accounts for 60% of your Gross Floor Area (GFA) and a Retail store for 40%, the "Portfolio Manager-Calculated" Property Type will be "Office." This property type is used to determine your peer group for comparison to the National Median. If no individual property type accounts for more than 50%, then it will be designated as Mixed Use.
National Median Reference Property Type | The National Median is an extremely useful benchmark: 50% of properties perform below the median, and 50% perform above the median. It represents the middle of the national population. Most property types in Portfolio Manager get their National Median from the Commercial Building Energy Consumption Survey (CBECS). There are 5 exceptions where the National Median is not based on CBECS data: Data Centers, Hospitals, Multifamily, Senior Living Community, and Wastewater Treatment Plants. CBECS does not have a National Median for these 5 property types. Their Medians are based on their survey data.
List of All Property Use Types at Property | A comma delimited list of all the property types for a single property, in alphabetical order.
Largest Property Use Type | Name of the Property Type (ex: Office) that has the largest Gross Floor Area (GFA) for that property.
Largest Property Use Type - Gross Floor Area (ft²) | GFA for the largest Property Type.
2nd Largest Property Use Type | Name of the Property Type (ex: Office) that has the second largest GFA for that property.
2nd Largest Property Use - Gross Floor Area (ft²) | GFA for the second largest Property Type.
3rd Largest Property Use Type | name of the Property Type (ex: Office) that has the third largest GFA for that property.
3rd Largest Property Use Type - Gross Floor Area (ft²) | The GFA for the third largest Property Type.
Year Built | This is the year in which your property was constructed. If your property has undergone a complete renovation that included gutting and rebuilding the interior, then you can indicate the date of this renovation as the year built. The year built is not used to calculate the ENERGY STAR Score; it is simply for property information. If you don't know the exact year the property was built, enter an estimate.
Construction Status | Construction Status indicates whether your property is: a design project an existing operational property a test property (one you are using for training or testing new features in Portfolio Manager) You initially select your construction status when you create a property. You can change the construction status on the Details tab, under Basic Information.
Number of Buildings | Number of Buildings indicates the total number of buildings that are located on a multi-building property. You enter this value into Portfolio Manager whenever you create a multi-building property. Please note that this value is not the number of buildings that have been individually benchmarked on a multi-building property. For example, you may operate a large university campus with 85 buildings. When you benchmark your property you indicate that there are 85 buildings, but you may only have building-level data to track 4 individual buildings on your campus. In this case, the Number of Buildings is still listed as 85, as you entered it.
Occupancy | Occupancy is the percentage of your property’s Gross Floor Area (GFA) that is occupied and operational. This is a measure of the building’s occupancy/use, it is not connected to a building’s “Maximum Occupancy.” The value you enter for occupancy will not affect your ENERGY STAR Score or any other metrics. Your Score is based on your specific Use Details (Number of Workers, Computers, etc) and you need to update your Use Details to accurately reflect the activity at your property. Your occupancy could affect your eligibility for ENERGY STAR certification. We have the following occupancy requirements: Office/Bank/Courthouse/Financial Office – at least 55% Hotel - at least 60% Multifamily – at least 80% If you are not seeking certification for one of the above property types, you may not find Occupancy very useful (though it is required, so enter your best guess and move on).Examples to help you determine your occupancy: Office: Occupancy is a measure of the tenant spaces that are leased. If you have a 10-story building, and on average one floor is vacant, and the other 9 floors fully leased and occupied, then the occupancy would be 90%. If you have people working on all floors/areas of your building, then you are 100% occupied. You do not need to count empty cubicles or the number of employees who enter a property. Hotel: Occupancy is a measure of the rooms that are sold. If you have a hotel with 100 rooms, and on average 10 rooms per night are vacant, then the occupancy is 90%. Multifamily: Occupancy is a measure of the units that are leased. If you have a 100 apartments, and 5 are vacant for the year, then the occupancy is 95%. Worship Facility: Occupancy is the percentage of the building that is operational, regardless of how many people are in the building. Most of the time, this will be 100%. There is only one Occupancy rate for each property as a whole. You enter Occupancy when you first create the property, and you can change it on the Details tab. You cannot track occupancy changes over time.
Metered Areas (Energy) | Metered Areas is a designation of what areas within your building are covered by your energy and water meters.
Metered Areas (Water) | Metered Areas is a designation of what areas within your building are covered by your energy and water meters.
ENERGY STAR Score | The ENERGY STAR Score is a measure of how well your property is performing relative to similar properties, when normalized for climate and operational characteristics. The ENERGY STAR scores are based on data from national building energy consumption surveys, and this allows Portfolio Manager to control for key variables affecting a building’s energy performance, including climate, hours of operation, and building size. What this means is that buildings from around the country, with different operating parameters and subject to different weather patterns, can be compared side-by-side in order to see how they stack up in terms of energy performance. The specific factors that are included in this normalization (Hours, Workers, Climate, etc) will depend on the property type. The 1-100 scale is set so that 1 represents the worst performing buildings and 100 represents the best performing buildings. A score of 50 indicates that a building is performing at the national median, taking into account its size, location, and operating parameters. A score of 75 indicates that a property is performing in the 75th percentile and may be eligible to earn ENERGY STAR Certification. ENERGY STAR Scores are available for many property types. The 1-100 scale is based on the country in which your property is located. Properties in the US are compared to the national population of properties in the US. Similarly, properties in Canada are compared to the national population of properties in Canada. At this time there are no ENERGY STAR scores specifically developed for other countries. Therefore, properties located in other countries will be compared to the US national population, by default.
National Median ENERGY STAR Score | The National Median is an extremely useful benchmark: 50% of properties perform below the median, and 50% perform above the median. It represents the middle of the national population. Most property types in Portfolio Manager get their National Median from the Commercial Building Energy Consumption Survey (CBECS). There are 5 exceptions where the National Median is not based on CBECS data: Data Centers, Hospitals, Multifamily, Senior Living Community, and Wastewater Treatment Plants
Target ENERGY STAR Score | Target Values are the performance metrics associated with an established target (goal) for your property. This is the target for comparison relative to actual operation. Once your target is established, metrics such as Site EUI, Source EUI, GHG Emissions, and Energy Cost are evaluated for your target conditions. This will enable you to compare your actual energy use with your target and track your progress.
Reason(s) for No Score | Common reasons for not being eligible include: Your property is not able to earn a 1-100 score You do not have an ENERGY STAR score of 75 or higher You have already earned ENERGY STAR certification within the last 11 months Your energy data is more than 120 days old
ENERGY STAR Certification - Year(s) Certified (Score) | ENERGY STAR Certification - Year(s) Certified (Score) is a list of all years for which your property has been certified.
ENERGY STAR Certification - Eligibility | ENERGY STAR Certification - Eligibility indicates whether or not your property is eligible for ENERGY STAR certification
ENERGY STAR Certification - Last Approval Date | ENERGY STAR Certification - Last Approval Date is the date that we approved your last application. If your property has not earned certification, no value will display here.
Site EUI (kBtu/ft²) | The Site Energy Use divided by the property square foot.
Weather Normalized Site EUI (kBtu/ft²) | The energy use your property would have consumed during 30-year average weather conditions. For example, if 2012 was a very hot year, then your Weather Normalized Site Energy may be lower than your Site Energy Use, because you would have used less energy if it had not been so hot. It can be helpful to use this weather normalized value to understand changes in energy when accounting for changes in weather. Weather Normalized Site EUI is also available (i.e. Weather Normalized Site Energy divided by property size or by flow through a water/wastewater treatment plant).
National Median Site EUI (kBtu/ft²) | The exact way the National Median is determined depends on the property: If your property has an ENERGY STAR score - The National Median Source EUI is the Source EUI that will give your specific property an ENERGY STAR score of 50. This means the National Median is normalized to account for your property's weather, business activity, and fuel mix. Using the National Median Source EUI, Portfolio Manager computes other National Median metrics like National Median Site EUI, National Median Energy Cost, and National Median GHG Emissions. If your property has multiple scorable property types – the National Median is a calculated average based on the proportions of the National Medians of each property type (as calculated above). If your property has both scorable and non-scorable property types (Office & Restaurant) - the National Median is based only on the scorable property type. If your property does not have an ENERGY STAR score - The National Median is the Source EUI from CBECS, normalized for your property's specific fuel mix, but not normalization for either weather or business operations. Using the National Median Source EUI, Portfolio Manager computes other National Median metrics like National Median Site EUI, National Median Energy Cost, and National Median GHG Emissions. If a property has multiple non-scorable property types (Social Hall 70%, Food Service 30%) – the National Median for comparison is the “Portfolio Manager-Calculated Property Type” (which is the property type that is over 51% of the GFA, in this example it would be Social Hall). If your property doesn’t have a single property type that is 51% or more - your National Median for comparison is the “Mixed Use” property type from CBECS.
Site Energy Use (kBtu) | The annual amount of all the energy your property consumes on-site, regardless of the source. It includes energy purchased from the grid or in bulk (which are the amounts on utility bills), as well as renewable energy generated and consumed on-site such as from solar and wind (excess renewable energy generated on-site and sold to the utility is excluded from site energy use). Site Energy can be used to understand how the energy use for an individual property has changed over time.
Weather Normalized Site Energy Use (kBtu) | The energy use your property would have consumed during 30-year average weather conditions. For example, if 2012 was a very hot year, then your Weather Normalized Site Energy may be lower than your Site Energy Use, because you would have used less energy if it had not been so hot. It can be helpful to use this weather normalized value to understand changes in energy when accounting for changes in weather.
Weather Normalized Site Electricity Intensity (kWh/ft²) | Weather-normalized metrics, which are automatically calculated in Portfolio Manager, are adjusted for the actual weather in your area. For example, if your area has a hotter than usual summer, your metrics will be adjusted because you will have to use more energy in this situation. Weather normalized metrics ensure that there won’t be a penalty for that hot summer because not all metrics are weather normalized.
Weather Normalized Site Natural Gas Intensity (therms/ft²) | Weather-normalized metrics, which are automatically calculated in Portfolio Manager, are adjusted for the actual weather in your area. For example, if your area has a hotter than usual summer, your metrics will be adjusted because you will have to use more energy in this situation. Weather normalized metrics ensure that there won’t be a penalty for that hot summer because not all metrics are weather normalized.
Source EUI (kBtu/ft²) | Source EUI (Energy Use Intensity) is Source Energy divided by the property's Gross Floor Area. In addition to what the property consumes on-site, source energy includes losses that take place during generation, transmission, and distribution of the energy, thereby enabling a complete assessment of energy consumption resulting from building operations.
Weather Normalized Source EUI (kBtu/ft²) | The source energy use your property would have consumed during 30-year average weather conditions. For example, if 2012 was a very hot year, then your Weather Normalized Source Energy may be lower than your Source Energy Use, because you would have used less energy if it had not been so hot. It can be helpful to use this weather normalized value to understand changes in energy when accounting for changes in weather. Weather Normalized Source EUI is also available (i.e. Weather Normalized Source Energy divided by property size or by flow through a water/wastewater treatment plant).
National Median Source EUI (kBtu/ft²) | The National Median is an extremely useful benchmark: 50% of properties perform below the median, and 50% perform above the median. It represents the middle of the national population. Most property types in Portfolio Manager get their National Median from the Commercial Building Energy Consumption Survey (CBECS). There are 5 exceptions where the National Median is not based on CBECS data: Data Centers, Hospitals, Multifamily, Senior Living Community, and Wastewater Treatment Plants
Source Energy Use (kBtu) | This metric is only available for properties that have an ENERGY STAR score. For a given 12-month period, this metric reflects the Source Energy Use the property would be expected to have if its operations were the same as in the current time period. For example, if you are looking at the period ending December 2008, this metric would tell you the amount of Source Energy you would have used in 2008 if your operating conditions (weather, hours, occupants) had been the same as they are for your current time period. Much like looking at financial investments in the dollars for a specific year, this adjusted value will help you understand the change in energy when accounting for changes in operation. Adjusted Source EUI is also available (i.e. Adjusted Source Energy divided by property size or by flow through a water/wastewater treatment plant).
Weather Normalized Source Energy Use (kBtu) | The source energy use your property would have consumed during 30-year average weather conditions. For example, if 2012 was a very hot year, then your Weather Normalized Source Energy may be lower than your Source Energy Use, because you would have used less energy if it had not been so hot. It can be helpful to use this weather normalized value to understand changes in energy when accounting for changes in weather.
Fuel Oil #1 Use (kBtu) | Energy Use by Type is a summary of the annual consumption of an individual type of energy (e.g. electricity or natural gas).
Fuel Oil #2 Use (kBtu) | Energy Use by Type is a summary of the annual consumption of an individual type of energy (e.g. electricity or natural gas).
Fuel Oil #4 Use (kBtu) | Energy Use by Type is a summary of the annual consumption of an individual type of energy (e.g. electricity or natural gas).
Fuel Oil #5 & 6 Use (kBtu) | Energy Use by Type is a summary of the annual consumption of an individual type of energy (e.g. electricity or natural gas).
Diesel #2 Use (kBtu) | Energy Use by Type is a summary of the annual consumption of an individual type of energy (e.g. electricity or natural gas).
Propane Use (kBtu) | Energy Use by Type is a summary of the annual consumption of an individual type of energy (e.g. electricity or natural gas).
District Steam Use (kBtu) | Energy Use by Type is a summary of the annual consumption of an individual type of energy (e.g. electricity or natural gas).
District Hot Water Use (kBtu) | Energy Use by Type is a summary of the annual consumption of an individual type of energy (e.g. electricity or natural gas).
District Chilled Water Use (kBtu) | Energy Use by Type is a summary of the annual consumption of an individual type of energy (e.g. electricity or natural gas).
Natural Gas Use (kBtu) | Energy Use by Type is a summary of the annual consumption of an individual type of energy (e.g. electricity or natural gas).
Natural Gas Use (therms) | Energy Use by Type is a summary of the annual consumption of an individual type of energy (e.g. electricity or natural gas).
Weather Normalized Site Natural Gas Use (therms) | Energy Use by Type is a summary of the annual consumption of an individual type of energy (e.g. electricity or natural gas).
Electricity Use - Grid Purchase (kBtu) | Energy Use by Type is a summary of the annual consumption of an individual type of energy (e.g. electricity or natural gas).
Electricity Use - Grid Purchase (kWh) | Energy Use by Type is a summary of the annual consumption of an individual type of energy (e.g. electricity or natural gas).
Weather Normalized Site Electricity (kWh) | Energy Use by Type is a summary of the annual consumption of an individual type of energy (e.g. electricity or natural gas).
Electricity Use - Grid Purchase and Generated from Onsite Renewable Systems (kWh) | Energy Use by Type is a summary of the annual consumption of an individual type of energy (e.g. electricity or natural gas).
Electricity Use - Grid Purchase and Generated from Onsite Renewable Systems (kBtu) | Energy Use by Type is a summary of the annual consumption of an individual type of energy (e.g. electricity or natural gas).
Electricity Use – Generated from Onsite Renewable Systems and Used Onsite (kWh) | Energy Use by Type is a summary of the annual consumption of an individual type of energy (e.g. electricity or natural gas).
Electricity Use – Generated from Onsite Renewable Systems and Used Onsite (kBtu) | Energy Use by Type is a summary of the annual consumption of an individual type of energy (e.g. electricity or natural gas).
Electricity Use – Generated from Onsite Renewable Systems (kWh) | Energy Use by Type is a summary of the annual consumption of an individual type of energy (e.g. electricity or natural gas).
Electricity Use – Generated from Onsite Renewable Systems and Exported (kWh) | Energy Use by Type is a summary of the annual consumption of an individual type of energy (e.g. electricity or natural gas).
Annual Maximum Demand (kW) | The highest demand value across all your electric meters and all meter entries covered in the 12-month performance period. It is equal to the highest month’s value measured by one of your meters. It is not a cumulative number. If you have multiple electric meters tracking demand, only one meter’s monthly value will be equal to the Annual Maximum Demand
Annual Maximum Demand (MM/YYYY) | The month and year within the 12-month period that had the highest demand.
Annual Maximum Demand (Meter Name (Meter ID)) | The name of the meter that had the highest measured demand, and its Meter ID that was assigned by Portfolio Manager when the meter was created. This is only important if you have multiple electric meters tracking demand because you can only get one Annual Maximum Demand per property.
Green Power - Onsite (kWh) | Green Power is a generic term for renewable energy sources and specific clean energy technologies that emit fewer GHG emissions relative to other sources of energy that supply the electric grid. You may use green power directly from an on-site renewable system, or you may purchase green power from your utility or independent green power supplier. In order for power to be considered green, you must own what are called the Renewable Energy Certificates (RECs), or the legal claims/rights to the environmental benefits of the green power. These rights can be sold separately from the actual electricity (kWh). Therefore, please note the following distinction between Onsite and Offsite Green Power: Onsite Green Power – Power generated from an onsite renewable system. The only types of onsite green power currently tracked in Portfolio Manager are solar and wind power. Energy use from these systems is green only if you retain the rights to the RECs associated with the power generated by your system. If you sell the RECs (for example, through REC arbitrage), then you do not have onsite green power. Offsite Green Power – Green power purchases from your utility and/or independent purchases of RECs. If through utility purchases you acquire both electricity (kWh) and RECs, then you have the right to the Green Power. If you purchase your electricity (kWh) from your utility but your RECs from another provider, then you may attribute these RECs to your utility power. Offsite Green power sources in Portfolio Manager include Solar, Wind, Geothermal, Biogas (Landfill gas), Biomass, and Small Hydropower.
Green Power - Offsite (kWh) | Green Power is a generic term for renewable energy sources and specific clean energy technologies that emit fewer GHG emissions relative to other sources of energy that supply the electric grid. You may use green power directly from an on-site renewable system, or you may purchase green power from your utility or independent green power supplier. In order for power to be considered green, you must own what are called the Renewable Energy Certificates (RECs), or the legal claims/rights to the environmental benefits of the green power. These rights can be sold separately from the actual electricity (kWh). Therefore, please note the following distinction between Onsite and Offsite Green Power: Onsite Green Power – Power generated from an onsite renewable system. The only types of onsite green power currently tracked in Portfolio Manager are solar and wind power. Energy use from these systems is green only if you retain the rights to the RECs associated with the power generated by your system. If you sell the RECs (for example, through REC arbitrage), then you do not have onsite green power. Offsite Green Power – Green power purchases from your utility and/or independent purchases of RECs. If through utility purchases you acquire both electricity (kWh) and RECs, then you have the right to the Green Power. If you purchase your electricity (kWh) from your utility but your RECs from another provider, then you may attribute these RECs to your utility power. Offsite Green power sources in Portfolio Manager include Solar, Wind, Geothermal, Biogas (Landfill gas), Biomass, and Small Hydropower.
Green Power - Onsite and Offsite (kWh) | Green Power is a generic term for renewable energy sources and specific clean energy technologies that emit fewer GHG emissions relative to other sources of energy that supply the electric grid. You may use green power directly from an on-site renewable system, or you may purchase green power from your utility or independent green power supplier. In order for power to be considered green, you must own what are called the Renewable Energy Certificates (RECs), or the legal claims/rights to the environmental benefits of the green power. These rights can be sold separately from the actual electricity (kWh). Therefore, please note the following distinction between Onsite and Offsite Green Power: Onsite Green Power – Power generated from an onsite renewable system. The only types of onsite green power currently tracked in Portfolio Manager are solar and wind power. Energy use from these systems is green only if you retain the rights to the RECs associated with the power generated by your system. If you sell the RECs (for example, through REC arbitrage), then you do not have onsite green power. Offsite Green Power – Green power purchases from your utility and/or independent purchases of RECs. If through utility purchases you acquire both electricity (kWh) and RECs, then you have the right to the Green Power. If you purchase your electricity (kWh) from your utility but your RECs from another provider, then you may attribute these RECs to your utility power. Offsite Green power sources in Portfolio Manager include Solar, Wind, Geothermal, Biogas (Landfill gas), Biomass, and Small Hydropower.
Total GHG Emissions (Metric Tons CO2e) | Greenhouse Gas (GHG) Emissions are the carbon dioxide (CO2), methane (CH4), and nitrous oxide (N2O) gases released into the atmosphere as a result of energy consumption at the property. GHG emissions are expressed in carbon dioxide equivalent (CO2e), a universal unit of measure that combines the quantity and global warming potential of each greenhouse gas. Emissions are reported in four categories, each is available as a total amount in metric tons (Metric Tons CO2e) or as an intensity value in kilograms per square foot (kgCO2e/ft2): Direct Emissions – Direct Emissions are emissions associated with onsite fuel combustion (e.g. combustion of natural gas or fuel oil). Indirect Emissions – Indirect Emissions are emissions associated with purchases of electricity, district steam, district hot water, or district chilled water. These emissions occur at your utility’s plant, but they are a result of your property’s energy consumption and therefore contribute to your overall GHG footprint. Biomass Emissions– Biomass Emissions are emissions associated with biogenic fuels such as wood or biogas (captured methane). The only biomass fuel currently available in Portfolio Manager is wood. Biogenic fuels are combusted onsite, but do not contribute to Direct or Total Emissions. Total Emissions – Total Emissions is the sum of Direct Emissions and Indirect Emissions.
Direct GHG Emissions (Metric Tons CO2e) | Greenhouse Gas (GHG) Emissions are the carbon dioxide (CO2), methane (CH4), and nitrous oxide (N2O) gases released into the atmosphere as a result of energy consumption at the property. GHG emissions are expressed in carbon dioxide equivalent (CO2e), a universal unit of measure that combines the quantity and global warming potential of each greenhouse gas. Emissions are reported in four categories, each is available as a total amount in metric tons (Metric Tons CO2e) or as an intensity value in kilograms per square foot (kgCO2e/ft2): Direct Emissions – Direct Emissions are emissions associated with onsite fuel combustion (e.g. combustion of natural gas or fuel oil). Indirect Emissions – Indirect Emissions are emissions associated with purchases of electricity, district steam, district hot water, or district chilled water. These emissions occur at your utility’s plant, but they are a result of your property’s energy consumption and therefore contribute to your overall GHG footprint. Biomass Emissions– Biomass Emissions are emissions associated with biogenic fuels such as wood or biogas (captured methane). The only biomass fuel currently available in Portfolio Manager is wood. Biogenic fuels are combusted onsite, but do not contribute to Direct or Total Emissions. Total Emissions – Total Emissions is the sum of Direct Emissions and Indirect Emissions.
Total GHG Emissions Intensity (kgCO2e/ft²) | Greenhouse Gas (GHG) Emissions are the carbon dioxide (CO2), methane (CH4), and nitrous oxide (N2O) gases released into the atmosphere as a result of energy consumption at the property. GHG emissions are expressed in carbon dioxide equivalent (CO2e), a universal unit of measure that combines the quantity and global warming potential of each greenhouse gas. Emissions are reported in four categories, each is available as a total amount in metric tons (Metric Tons CO2e) or as an intensity value in kilograms per square foot (kgCO2e/ft2): Direct Emissions – Direct Emissions are emissions associated with onsite fuel combustion (e.g. combustion of natural gas or fuel oil). Indirect Emissions – Indirect Emissions are emissions associated with purchases of electricity, district steam, district hot water, or district chilled water. These emissions occur at your utility’s plant, but they are a result of your property’s energy consumption and therefore contribute to your overall GHG footprint. Biomass Emissions– Biomass Emissions are emissions associated with biogenic fuels such as wood or biogas (captured methane). The only biomass fuel currently available in Portfolio Manager is wood. Biogenic fuels are combusted onsite, but do not contribute to Direct or Total Emissions. Total Emissions – Total Emissions is the sum of Direct Emissions and Indirect Emissions.
Direct GHG Emissions Intensity (kgCO2e/ft²) | Greenhouse Gas (GHG) Emissions are the carbon dioxide (CO2), methane (CH4), and nitrous oxide (N2O) gases released into the atmosphere as a result of energy consumption at the property. GHG emissions are expressed in carbon dioxide equivalent (CO2e), a universal unit of measure that combines the quantity and global warming potential of each greenhouse gas. Emissions are reported in four categories, each is available as a total amount in metric tons (Metric Tons CO2e) or as an intensity value in kilograms per square foot (kgCO2e/ft2): Direct Emissions – Direct Emissions are emissions associated with onsite fuel combustion (e.g. combustion of natural gas or fuel oil). Indirect Emissions – Indirect Emissions are emissions associated with purchases of electricity, district steam, district hot water, or district chilled water. These emissions occur at your utility’s plant, but they are a result of your property’s energy consumption and therefore contribute to your overall GHG footprint. Biomass Emissions– Biomass Emissions are emissions associated with biogenic fuels such as wood or biogas (captured methane). The only biomass fuel currently available in Portfolio Manager is wood. Biogenic fuels are combusted onsite, but do not contribute to Direct or Total Emissions. Total Emissions – Total Emissions is the sum of Direct Emissions and Indirect Emissions.
Indirect GHG Emissions (Metric Tons CO2e) | Greenhouse Gas (GHG) Emissions are the carbon dioxide (CO2), methane (CH4), and nitrous oxide (N2O) gases released into the atmosphere as a result of energy consumption at the property. GHG emissions are expressed in carbon dioxide equivalent (CO2e), a universal unit of measure that combines the quantity and global warming potential of each greenhouse gas. Emissions are reported in four categories, each is available as a total amount in metric tons (Metric Tons CO2e) or as an intensity value in kilograms per square foot (kgCO2e/ft2): Direct Emissions – Direct Emissions are emissions associated with onsite fuel combustion (e.g. combustion of natural gas or fuel oil). Indirect Emissions – Indirect Emissions are emissions associated with purchases of electricity, district steam, district hot water, or district chilled water. These emissions occur at your utility’s plant, but they are a result of your property’s energy consumption and therefore contribute to your overall GHG footprint. Biomass Emissions– Biomass Emissions are emissions associated with biogenic fuels such as wood or biogas (captured methane). The only biomass fuel currently available in Portfolio Manager is wood. Biogenic fuels are combusted onsite, but do not contribute to Direct or Total Emissions. Total Emissions – Total Emissions is the sum of Direct Emissions and Indirect Emissions.
Net Emissions (Metric Tons CO2e) | Net emissions per metric tons CO2e
Indirect GHG Emissions Intensity (kgCO2e/ft²) | Indirect Emissions are emissions associated with purchases of electricity, district steam, district hot water, or district chilled water. These emissions occur at your utility’s plant, but they are a result of your property’s energy consumption and therefore contribute to your overall GHG footprint.
National Median Total GHG Emissions (Metric Tons CO2e) | The National Median is an extremely useful benchmark: 50% of properties perform below the median, and 50% perform above the median. It represents the middle of the national population. Most property types in Portfolio Manager get their National Median from the Commercial Building Energy Consumption Survey (CBECS). There are 5 exceptions where the National Median is not based on CBECS data: Data Centers, Hospitals, Multifamily, Senior Living Community, and Wastewater Treatment Plants.
eGRID Output Emissions Rate (kgCO2e/MBtu) | The Electric Emissions Rate conveys the amount of carbon dioxide equivalent (CO2e) emissions associated with your electricity consumption, in kilograms per MBtu
Avoided Emissions - Onsite Green Power (Metric Tons CO2e) | Avoided Emissions are the emissions benefits associated with green power use. Avoided emissions may be either onsite or offsite. Onsite Avoided Emissions are the emissions benefits of your onsite renewable system (when you’ve retained the Renewable Energy Certificates (RECs)) due to the reduction in grid-supplied electricity. It is calculated as the amount of Onsite Green Power you consume multiplied by the non-baseload (marginal) emissions factor of your eGRID subregion. Offsite Avoided Emissions occur when you purchase green power (which come with RECs) from your utility or an independent supplier. Offsite Avoided Emissions also occur in the case of REC arbitrage, a transaction where you sell the RECs associated with your own onsite system and purchase other substitute RECs. In this case, the avoided emissions associated with your green power originate from offsite sources, not your onsite system.
Avoided Emissions - Offsite Green Power (Metric Tons CO2e) | Avoided Emissions are the emissions benefits associated with green power use. Avoided emissions may be either onsite or offsite. Onsite Avoided Emissions are the emissions benefits of your onsite renewable system (when you’ve retained the Renewable Energy Certificates (RECs)) due to the reduction in grid-supplied electricity. It is calculated as the amount of Onsite Green Power you consume multiplied by the non-baseload (marginal) emissions factor of your eGRID subregion. Offsite Avoided Emissions occur when you purchase green power (which come with RECs) from your utility or an independent supplier. Offsite Avoided Emissions also occur in the case of REC arbitrage, a transaction where you sell the RECs associated with your own onsite system and purchase other substitute RECs. In this case, the avoided emissions associated with your green power originate from offsite sources, not your onsite system.
Avoided Emissions - Onsite and Offsite Green Power (Metric Tons CO2e) | Avoided Emissions are the emissions benefits associated with green power use. Avoided emissions may be either onsite or offsite. Onsite Avoided Emissions are the emissions benefits of your onsite renewable system (when you’ve retained the Renewable Energy Certificates (RECs)) due to the reduction in grid-supplied electricity. It is calculated as the amount of Onsite Green Power you consume multiplied by the non-baseload (marginal) emissions factor of your eGRID subregion. Offsite Avoided Emissions occur when you purchase green power (which come with RECs) from your utility or an independent supplier. Offsite Avoided Emissions also occur in the case of REC arbitrage, a transaction where you sell the RECs associated with your own onsite system and purchase other substitute RECs. In this case, the avoided emissions associated with your green power originate from offsite sources, not your onsite system.
Percent of Electricity that is Green Power | Green Power is a generic term for renewable energy sources and specific clean energy technologies that emit fewer GHG emissions relative to other sources of energy that supply the electric grid. You may use green power directly from an on-site renewable system, or you may purchase green power from your utility or independent green power supplier. In order for power to be considered green, you must own what are called the Renewable Energy Certificates (RECs), or the legal claims/rights to the environmental benefits of the green power. These rights can be sold separately from the actual electricity (kWh). Therefore, please note the following distinction between Onsite and Offsite Green Power: Onsite Green Power – Power generated from an onsite renewable system. The only types of onsite green power currently tracked in Portfolio Manager are solar and wind power. Energy use from these systems is green only if you retain the rights to the RECs associated with the power generated by your system. If you sell the RECs (for example, through REC arbitrage), then you do not have onsite green power. Offsite Green Power – Green power purchases from your utility and/or independent purchases of RECs. If through utility purchases you acquire both electricity (kWh) and RECs, then you have the right to the Green Power. If you purchase your electricity (kWh) from your utility but your RECs from another provider, then you may attribute these RECs to your utility power. Offsite Green power sources in Portfolio Manager include Solar, Wind, Geothermal, Biogas (Landfill gas), Biomass, and Small Hydropower. | Values "0.00E+00" are zeros
Percent of RECs Retained | The percentage of Renewable Energy Certificates (RECs) that you kept/(own) compared to the total quantity of RECs associated with the onsite renewable energy you generated. It does not include RECs that you traded in REC Arbitrage
Percent of Total Electricity Generated from Onsite Renewable Systems | The percentage of your total electricity use that is supplied by your onsite renewable system, regardless of REC ownership. For example, if your building used 100 kWh this year and 60 kWh came from your onsite renewable system, and 40 kWh were purchased from the grid), then your Percent Electricity Sourced from Onsite Renewable Systems is 60% (60/100). This is not affected by any renewable energy that you exported.
LEED US Project ID | A unique number to identify projects registered for Leadership in Energy and Environmental Design (LEED) recognition from the US Green Building Council (USGBC). USGBC assigns each project (building or neighborhood) this unique ID at the time of registration in LEED Online.
Adult Education - Gross Floor Area (ft²) | The Gross Floor Area (GFA) is the total “property” square footage, and a “property” can be a: Single building Campus of buildings Part of a building (such as a single tenant space). Depending on which above type you have, your exact GFA is determined differently: “Single buildings” and “campuses of buildings” measure the GFA between the outside surface of the exterior walls of the building(s). This includes all areas inside the building(s) including supporting areas. GFA is not the same as rentable space, but rather includes all area inside the building(s). Include in GFA: lobbies, tenant areas, common areas, meeting rooms, break rooms, atriums (count the base level only), restrooms, elevator shafts, stairwells, mechanical equipment areas, basements, storage rooms. Do not include in GFA: exterior spaces, balconies, patios, exterior loading docks, driveways, covered walkways, outdoor play courts (tennis, basketball, etc.), parking (How to enter parking?), the interstitial plenum space between floors (which house pipes and ventilation), crawl spaces. Although you do not include these areas in your GFA, you do include their energy use. Our algorithms assume buildings have outdoor usage, too. The GFA refers specifically to interior space. But, the energy use evaluated should be all the energy required to operate your building, which includes the energy used both inside and out. You may exclude the GFA of certain Property Uses, if they meet these 4 criteria (see this FAQ for details): The Property Use is less than 10% of the building’s GFA The Property Use is not a property type eligible to receive an ENERGY STAR score The Property Use is sub-metered so that both the Property Use’s energy consumption and GFA can be excluded The Property Use’s energy use patterns are significantly different than those of the rest of the building (ex: A cell phone tower on a building) “Parts of a building,” such as tenant spaces, measure the GFA of the “usable square feet.” Usable square feet include the specific area the tenant occupies to do business. Learn more about how to benchmark a tenant space.
Ambulatory Surgical Center - Gross Floor Area (ft²) | The Gross Floor Area (GFA) is the total “property” square footage, and a “property” can be a: Single building Campus of buildings Part of a building (such as a single tenant space). Depending on which above type you have, your exact GFA is determined differently: “Single buildings” and “campuses of buildings” measure the GFA between the outside surface of the exterior walls of the building(s). This includes all areas inside the building(s) including supporting areas. GFA is not the same as rentable space, but rather includes all area inside the building(s). Include in GFA: lobbies, tenant areas, common areas, meeting rooms, break rooms, atriums (count the base level only), restrooms, elevator shafts, stairwells, mechanical equipment areas, basements, storage rooms. Do not include in GFA: exterior spaces, balconies, patios, exterior loading docks, driveways, covered walkways, outdoor play courts (tennis, basketball, etc.), parking (How to enter parking?), the interstitial plenum space between floors (which house pipes and ventilation), crawl spaces. Although you do not include these areas in your GFA, you do include their energy use. Our algorithms assume buildings have outdoor usage, too. The GFA refers specifically to interior space. But, the energy use evaluated should be all the energy required to operate your building, which includes the energy used both inside and out. You may exclude the GFA of certain Property Uses, if they meet these 4 criteria (see this FAQ for details): The Property Use is less than 10% of the building’s GFA The Property Use is not a property type eligible to receive an ENERGY STAR score The Property Use is sub-metered so that both the Property Use’s energy consumption and GFA can be excluded The Property Use’s energy use patterns are significantly different than those of the rest of the building (ex: A cell phone tower on a building) “Parts of a building,” such as tenant spaces, measure the GFA of the “usable square feet.” Usable square feet include the specific area the tenant occupies to do business. Learn more about how to benchmark a tenant space.
Automobile Dealership - Gross Floor Area (ft²) | The Gross Floor Area (GFA) is the total “property” square footage, and a “property” can be a: Single building Campus of buildings Part of a building (such as a single tenant space). Depending on which above type you have, your exact GFA is determined differently: “Single buildings” and “campuses of buildings” measure the GFA between the outside surface of the exterior walls of the building(s). This includes all areas inside the building(s) including supporting areas. GFA is not the same as rentable space, but rather includes all area inside the building(s). Include in GFA: lobbies, tenant areas, common areas, meeting rooms, break rooms, atriums (count the base level only), restrooms, elevator shafts, stairwells, mechanical equipment areas, basements, storage rooms. Do not include in GFA: exterior spaces, balconies, patios, exterior loading docks, driveways, covered walkways, outdoor play courts (tennis, basketball, etc.), parking (How to enter parking?), the interstitial plenum space between floors (which house pipes and ventilation), crawl spaces. Although you do not include these areas in your GFA, you do include their energy use. Our algorithms assume buildings have outdoor usage, too. The GFA refers specifically to interior space. But, the energy use evaluated should be all the energy required to operate your building, which includes the energy used both inside and out. You may exclude the GFA of certain Property Uses, if they meet these 4 criteria (see this FAQ for details): The Property Use is less than 10% of the building’s GFA The Property Use is not a property type eligible to receive an ENERGY STAR score The Property Use is sub-metered so that both the Property Use’s energy consumption and GFA can be excluded The Property Use’s energy use patterns are significantly different than those of the rest of the building (ex: A cell phone tower on a building) “Parts of a building,” such as tenant spaces, measure the GFA of the “usable square feet.” Usable square feet include the specific area the tenant occupies to do business. Learn more about how to benchmark a tenant space.
Bank Branch - Gross Floor Area (ft²) | The Gross Floor Area (GFA) is the total “property” square footage, and a “property” can be a: Single building Campus of buildings Part of a building (such as a single tenant space). Depending on which above type you have, your exact GFA is determined differently: “Single buildings” and “campuses of buildings” measure the GFA between the outside surface of the exterior walls of the building(s). This includes all areas inside the building(s) including supporting areas. GFA is not the same as rentable space, but rather includes all area inside the building(s). Include in GFA: lobbies, tenant areas, common areas, meeting rooms, break rooms, atriums (count the base level only), restrooms, elevator shafts, stairwells, mechanical equipment areas, basements, storage rooms. Do not include in GFA: exterior spaces, balconies, patios, exterior loading docks, driveways, covered walkways, outdoor play courts (tennis, basketball, etc.), parking (How to enter parking?), the interstitial plenum space between floors (which house pipes and ventilation), crawl spaces. Although you do not include these areas in your GFA, you do include their energy use. Our algorithms assume buildings have outdoor usage, too. The GFA refers specifically to interior space. But, the energy use evaluated should be all the energy required to operate your building, which includes the energy used both inside and out. You may exclude the GFA of certain Property Uses, if they meet these 4 criteria (see this FAQ for details): The Property Use is less than 10% of the building’s GFA The Property Use is not a property type eligible to receive an ENERGY STAR score The Property Use is sub-metered so that both the Property Use’s energy consumption and GFA can be excluded The Property Use’s energy use patterns are significantly different than those of the rest of the building (ex: A cell phone tower on a building) “Parts of a building,” such as tenant spaces, measure the GFA of the “usable square feet.” Usable square feet include the specific area the tenant occupies to do business. Learn more about how to benchmark a tenant space.
Barracks- Gross Floor Area (ft²) | The Gross Floor Area (GFA) is the total “property” square footage, and a “property” can be a: Single building Campus of buildings Part of a building (such as a single tenant space). Depending on which above type you have, your exact GFA is determined differently: “Single buildings” and “campuses of buildings” measure the GFA between the outside surface of the exterior walls of the building(s). This includes all areas inside the building(s) including supporting areas. GFA is not the same as rentable space, but rather includes all area inside the building(s). Include in GFA: lobbies, tenant areas, common areas, meeting rooms, break rooms, atriums (count the base level only), restrooms, elevator shafts, stairwells, mechanical equipment areas, basements, storage rooms. Do not include in GFA: exterior spaces, balconies, patios, exterior loading docks, driveways, covered walkways, outdoor play courts (tennis, basketball, etc.), parking (How to enter parking?), the interstitial plenum space between floors (which house pipes and ventilation), crawl spaces. Although you do not include these areas in your GFA, you do include their energy use. Our algorithms assume buildings have outdoor usage, too. The GFA refers specifically to interior space. But, the energy use evaluated should be all the energy required to operate your building, which includes the energy used both inside and out. You may exclude the GFA of certain Property Uses, if they meet these 4 criteria (see this FAQ for details): The Property Use is less than 10% of the building’s GFA The Property Use is not a property type eligible to receive an ENERGY STAR score The Property Use is sub-metered so that both the Property Use’s energy consumption and GFA can be excluded The Property Use’s energy use patterns are significantly different than those of the rest of the building (ex: A cell phone tower on a building) “Parts of a building,” such as tenant spaces, measure the GFA of the “usable square feet.” Usable square feet include the specific area the tenant occupies to do business. Learn more about how to benchmark a tenant space.
College/University - Gross Floor Area (ft²) | The Gross Floor Area (GFA) is the total “property” square footage, and a “property” can be a: Single building Campus of buildings Part of a building (such as a single tenant space). Depending on which above type you have, your exact GFA is determined differently: “Single buildings” and “campuses of buildings” measure the GFA between the outside surface of the exterior walls of the building(s). This includes all areas inside the building(s) including supporting areas. GFA is not the same as rentable space, but rather includes all area inside the building(s). Include in GFA: lobbies, tenant areas, common areas, meeting rooms, break rooms, atriums (count the base level only), restrooms, elevator shafts, stairwells, mechanical equipment areas, basements, storage rooms. Do not include in GFA: exterior spaces, balconies, patios, exterior loading docks, driveways, covered walkways, outdoor play courts (tennis, basketball, etc.), parking (How to enter parking?), the interstitial plenum space between floors (which house pipes and ventilation), crawl spaces. Although you do not include these areas in your GFA, you do include their energy use. Our algorithms assume buildings have outdoor usage, too. The GFA refers specifically to interior space. But, the energy use evaluated should be all the energy required to operate your building, which includes the energy used both inside and out. You may exclude the GFA of certain Property Uses, if they meet these 4 criteria (see this FAQ for details): The Property Use is less than 10% of the building’s GFA The Property Use is not a property type eligible to receive an ENERGY STAR score The Property Use is sub-metered so that both the Property Use’s energy consumption and GFA can be excluded The Property Use’s energy use patterns are significantly different than those of the rest of the building (ex: A cell phone tower on a building) “Parts of a building,” such as tenant spaces, measure the GFA of the “usable square feet.” Usable square feet include the specific area the tenant occupies to do business. Learn more about how to benchmark a tenant space.
Convention Center - Gross Floor Area (ft²) | The Gross Floor Area (GFA) is the total “property” square footage, and a “property” can be a: Single building Campus of buildings Part of a building (such as a single tenant space). Depending on which above type you have, your exact GFA is determined differently: “Single buildings” and “campuses of buildings” measure the GFA between the outside surface of the exterior walls of the building(s). This includes all areas inside the building(s) including supporting areas. GFA is not the same as rentable space, but rather includes all area inside the building(s). Include in GFA: lobbies, tenant areas, common areas, meeting rooms, break rooms, atriums (count the base level only), restrooms, elevator shafts, stairwells, mechanical equipment areas, basements, storage rooms. Do not include in GFA: exterior spaces, balconies, patios, exterior loading docks, driveways, covered walkways, outdoor play courts (tennis, basketball, etc.), parking (How to enter parking?), the interstitial plenum space between floors (which house pipes and ventilation), crawl spaces. Although you do not include these areas in your GFA, you do include their energy use. Our algorithms assume buildings have outdoor usage, too. The GFA refers specifically to interior space. But, the energy use evaluated should be all the energy required to operate your building, which includes the energy used both inside and out. You may exclude the GFA of certain Property Uses, if they meet these 4 criteria (see this FAQ for details): The Property Use is less than 10% of the building’s GFA The Property Use is not a property type eligible to receive an ENERGY STAR score The Property Use is sub-metered so that both the Property Use’s energy consumption and GFA can be excluded The Property Use’s energy use patterns are significantly different than those of the rest of the building (ex: A cell phone tower on a building) “Parts of a building,” such as tenant spaces, measure the GFA of the “usable square feet.” Usable square feet include the specific area the tenant occupies to do business. Learn more about how to benchmark a tenant space.
Courthouse - Gross Floor Area (ft²) | The Gross Floor Area (GFA) is the total “property” square footage, and a “property” can be a: Single building Campus of buildings Part of a building (such as a single tenant space). Depending on which above type you have, your exact GFA is determined differently: “Single buildings” and “campuses of buildings” measure the GFA between the outside surface of the exterior walls of the building(s). This includes all areas inside the building(s) including supporting areas. GFA is not the same as rentable space, but rather includes all area inside the building(s). Include in GFA: lobbies, tenant areas, common areas, meeting rooms, break rooms, atriums (count the base level only), restrooms, elevator shafts, stairwells, mechanical equipment areas, basements, storage rooms. Do not include in GFA: exterior spaces, balconies, patios, exterior loading docks, driveways, covered walkways, outdoor play courts (tennis, basketball, etc.), parking (How to enter parking?), the interstitial plenum space between floors (which house pipes and ventilation), crawl spaces. Although you do not include these areas in your GFA, you do include their energy use. Our algorithms assume buildings have outdoor usage, too. The GFA refers specifically to interior space. But, the energy use evaluated should be all the energy required to operate your building, which includes the energy used both inside and out. You may exclude the GFA of certain Property Uses, if they meet these 4 criteria (see this FAQ for details): The Property Use is less than 10% of the building’s GFA The Property Use is not a property type eligible to receive an ENERGY STAR score The Property Use is sub-metered so that both the Property Use’s energy consumption and GFA can be excluded The Property Use’s energy use patterns are significantly different than those of the rest of the building (ex: A cell phone tower on a building) “Parts of a building,” such as tenant spaces, measure the GFA of the “usable square feet.” Usable square feet include the specific area the tenant occupies to do business. Learn more about how to benchmark a tenant space.
Data Center - Gross Floor Area (ft²) | The Gross Floor Area (GFA) is the total “property” square footage, and a “property” can be a: Single building Campus of buildings Part of a building (such as a single tenant space). Depending on which above type you have, your exact GFA is determined differently: “Single buildings” and “campuses of buildings” measure the GFA between the outside surface of the exterior walls of the building(s). This includes all areas inside the building(s) including supporting areas. GFA is not the same as rentable space, but rather includes all area inside the building(s). Include in GFA: lobbies, tenant areas, common areas, meeting rooms, break rooms, atriums (count the base level only), restrooms, elevator shafts, stairwells, mechanical equipment areas, basements, storage rooms. Do not include in GFA: exterior spaces, balconies, patios, exterior loading docks, driveways, covered walkways, outdoor play courts (tennis, basketball, etc.), parking (How to enter parking?), the interstitial plenum space between floors (which house pipes and ventilation), crawl spaces. Although you do not include these areas in your GFA, you do include their energy use. Our algorithms assume buildings have outdoor usage, too. The GFA refers specifically to interior space. But, the energy use evaluated should be all the energy required to operate your building, which includes the energy used both inside and out. You may exclude the GFA of certain Property Uses, if they meet these 4 criteria (see this FAQ for details): The Property Use is less than 10% of the building’s GFA The Property Use is not a property type eligible to receive an ENERGY STAR score The Property Use is sub-metered so that both the Property Use’s energy consumption and GFA can be excluded The Property Use’s energy use patterns are significantly different than those of the rest of the building (ex: A cell phone tower on a building) “Parts of a building,” such as tenant spaces, measure the GFA of the “usable square feet.” Usable square feet include the specific area the tenant occupies to do business. Learn more about how to benchmark a tenant space.
Data Center - UPS System Redundancy | IT Energy is the amount of energy required by the server racks, storage silos, and other IT equipment in the Data Center. IT Energy is a measure of energy (i.e. kWh), it should not be reported as an instantaneous reading of electric demand. IT Energy may be measured at any of 4 locations: Uninterruptible Power Supply (UPS) Output (required for a score, in most cases) Power Distribution Unit (PDU) Input PDU Output Server/Equipment Input IT Energy meters permit readings for a user-determined time period (e.g. weekly, monthly, or quarterly). Monthly measurements are recommended, on schedule with utility readings, if possible. In order to receive an ENERGY STAR score, the IT energy must be measured at the UPS Output. However, you may track IT energy at the other measurement locations for your own purposes. A measurement of IT Energy from the UPS Output is consistent with a Category 1 measurement of data center Power Usage Effectiveness (PUE), as recommended by EPA and other leading organizations. In the following circumstances only, EPA will permit alternate measurement approaches based on the IT configuration: Data Centers that do not have a UPS are permitted to supply readings from the input to the PDU. Data Centers for which more than 10% of the UPS load is directed to non-IT (e.g. mechanical) equipment are required to provide a reading that excludes the non-IT equipment. Two options are permitted: If energy used by non-IT equipment is measured, then you can subtract the non-IT energy from the total UPS energy, and enter the remainder into your UPS Output Meter. If energy used by non-IT equipment is not measured, then you can supply a reading from the input to the PDU that supports the IT equipment.
Data Center - Cooling Equipment Redundancy | Cooling Equipment Redundancy describes the redundant capacity of the cooling equipment in a Data Center. Redundant cooling equipment is typically required in a Data Center to have backup cooling in case of a cooling equipment failure (not a power outage). The specific level of redundancy will depend on your particular Data Center. Cooling Equipment Redundancy is not required, nor is it factored into any metrics If there are multiple systems operating at different levels of redundancy, choose the option that applies to the majority of the data center cooling load. If your property is in the design phase, use your best estimate for the intended conditions when the property is fully operational.
Data Center - IT Energy Configuration | Data Center IT Energy Configuration describes how your IT load is powered and therefore will determine where you must measure IT Energy to earn an ENERGY STAR score for a Data Center. The preferred location of this measurement is at the output of the Uninterruptible Power Supply (UPS) meter.
Data Center - Energy Estimates Applied | Apply Data Center Energy Estimates is entered as either Yes or No. Yes - Estimates for energy consumption will be applied for this data center. Estimates are applied to all data centers in Canada. No - IT Energy is metered and entered in Portfolio Manager, and will be used to determine an ENERGY STAR score for this property.
Data Center - UPS Output Meter (kWh) | IT Energy is the amount of energy required by the server racks, storage silos, and other IT equipment in the Data Center. IT Energy is a measure of energy (i.e. kWh), it should not be reported as an instantaneous reading of electric demand. IT Energy may be measured at any of 4 locations: Uninterruptible Power Supply (UPS) Output (required for a score, in most cases) Power Distribution Unit (PDU) Input PDU Output Server/Equipment Input
Data Center - PDU Input Meter (kWh) | IT Energy is the amount of energy required by the server racks, storage silos, and other IT equipment in the Data Center. IT Energy is a measure of energy (i.e. kWh), it should not be reported as an instantaneous reading of electric demand. IT Energy may be measured at any of 4 locations: Uninterruptible Power Supply (UPS) Output (required for a score, in most cases) Power Distribution Unit (PDU) Input PDU Output Server/Equipment Input
Data Center - PDU Output Meter (kWh) | IT Energy is the amount of energy required by the server racks, storage silos, and other IT equipment in the Data Center. IT Energy is a measure of energy (i.e. kWh), it should not be reported as an instantaneous reading of electric demand. IT Energy may be measured at any of 4 locations: Uninterruptible Power Supply (UPS) Output (required for a score, in most cases) Power Distribution Unit (PDU) Input PDU Output Server/Equipment Input
Data Center - IT Equipment Input Meter (kWh) | IT Energy is the amount of energy required by the server racks, storage silos, and other IT equipment in the Data Center. IT Energy is a measure of energy (i.e. kWh), it should not be reported as an instantaneous reading of electric demand. IT Energy may be measured at any of 4 locations: Uninterruptible Power Supply (UPS) Output (required for a score, in most cases) Power Distribution Unit (PDU) Input PDU Output Server/Equipment Input
Data Center - IT Site Energy (kWh) | IT Energy meters permit readings for a user-determined time period (e.g. weekly, monthly, or quarterly). Monthly measurements are recommended, on schedule with utility readings, if possible.
Data Center - IT Source Energy (kBtu) | IT Energy meters permit readings for a user-determined time period (e.g. weekly, monthly, or quarterly). Monthly measurements are recommended, on schedule with utility readings, if possible.
Data Center - PUE | Data Center Power Usage Effectiveness (PUE) is a measure of Data Center infrastructure efficiency, representing the amount of energy that is needed per unit delivered to IT equipment. It is computed as the total annual source energy divided by the annual IT source energy. A typical PUE value is about 2.0, which indicates that for every kWh that is delivered to IT equipment, an additional kWh is required for cooling, power supply, and infrastructure. PUE is the basis of the ENERGY STAR performance scale for Data Centers. PUE is only available for Stand-alone Data Centers (where the only Property Type is Data Center).
Data Center - National Median PUE | Data Center Power Usage Effectiveness (PUE) is a measure of Data Center infrastructure efficiency, representing the amount of energy that is needed per unit delivered to IT equipment. It is computed as the total annual source energy divided by the annual IT source energy. A typical PUE value is about 2.0, which indicates that for every kWh that is delivered to IT equipment, an additional kWh is required for cooling, power supply, and infrastructure. PUE is the basis of the ENERGY STAR performance scale for Data Centers. PUE is only available for Stand-alone Data Centers (where the only Property Type is Data Center).
Distribution Center - Gross Floor Area (ft²) | The Gross Floor Area (GFA) is the total “property” square footage, and a “property” can be a: Single building Campus of buildings Part of a building (such as a single tenant space). Depending on which above type you have, your exact GFA is determined differently: “Single buildings” and “campuses of buildings” measure the GFA between the outside surface of the exterior walls of the building(s). This includes all areas inside the building(s) including supporting areas. GFA is not the same as rentable space, but rather includes all area inside the building(s). Include in GFA: lobbies, tenant areas, common areas, meeting rooms, break rooms, atriums (count the base level only), restrooms, elevator shafts, stairwells, mechanical equipment areas, basements, storage rooms. Do not include in GFA: exterior spaces, balconies, patios, exterior loading docks, driveways, covered walkways, outdoor play courts (tennis, basketball, etc.), parking (How to enter parking?), the interstitial plenum space between floors (which house pipes and ventilation), crawl spaces. Although you do not include these areas in your GFA, you do include their energy use. Our algorithms assume buildings have outdoor usage, too. The GFA refers specifically to interior space. But, the energy use evaluated should be all the energy required to operate your building, which includes the energy used both inside and out. You may exclude the GFA of certain Property Uses, if they meet these 4 criteria (see this FAQ for details): The Property Use is less than 10% of the building’s GFA The Property Use is not a property type eligible to receive an ENERGY STAR score The Property Use is sub-metered so that both the Property Use’s energy consumption and GFA can be excluded The Property Use’s energy use patterns are significantly different than those of the rest of the building (ex: A cell phone tower on a building) “Parts of a building,” such as tenant spaces, measure the GFA of the “usable square feet.” Usable square feet include the specific area the tenant occupies to do business. Learn more about how to benchmark a tenant space.
Enclosed Mall - Gross Floor Area (ft²) | The Gross Floor Area (GFA) is the total “property” square footage, and a “property” can be a: Single building Campus of buildings Part of a building (such as a single tenant space). Depending on which above type you have, your exact GFA is determined differently: “Single buildings” and “campuses of buildings” measure the GFA between the outside surface of the exterior walls of the building(s). This includes all areas inside the building(s) including supporting areas. GFA is not the same as rentable space, but rather includes all area inside the building(s). Include in GFA: lobbies, tenant areas, common areas, meeting rooms, break rooms, atriums (count the base level only), restrooms, elevator shafts, stairwells, mechanical equipment areas, basements, storage rooms. Do not include in GFA: exterior spaces, balconies, patios, exterior loading docks, driveways, covered walkways, outdoor play courts (tennis, basketball, etc.), parking (How to enter parking?), the interstitial plenum space between floors (which house pipes and ventilation), crawl spaces. Although you do not include these areas in your GFA, you do include their energy use. Our algorithms assume buildings have outdoor usage, too. The GFA refers specifically to interior space. But, the energy use evaluated should be all the energy required to operate your building, which includes the energy used both inside and out. You may exclude the GFA of certain Property Uses, if they meet these 4 criteria (see this FAQ for details): The Property Use is less than 10% of the building’s GFA The Property Use is not a property type eligible to receive an ENERGY STAR score The Property Use is sub-metered so that both the Property Use’s energy consumption and GFA can be excluded The Property Use’s energy use patterns are significantly different than those of the rest of the building (ex: A cell phone tower on a building) “Parts of a building,” such as tenant spaces, measure the GFA of the “usable square feet.” Usable square feet include the specific area the tenant occupies to do business. Learn more about how to benchmark a tenant space.
Energy/Power Station - Gross Floor Area (ft²) | The Gross Floor Area (GFA) is the total “property” square footage, and a “property” can be a: Single building Campus of buildings Part of a building (such as a single tenant space). Depending on which above type you have, your exact GFA is determined differently: “Single buildings” and “campuses of buildings” measure the GFA between the outside surface of the exterior walls of the building(s). This includes all areas inside the building(s) including supporting areas. GFA is not the same as rentable space, but rather includes all area inside the building(s). Include in GFA: lobbies, tenant areas, common areas, meeting rooms, break rooms, atriums (count the base level only), restrooms, elevator shafts, stairwells, mechanical equipment areas, basements, storage rooms. Do not include in GFA: exterior spaces, balconies, patios, exterior loading docks, driveways, covered walkways, outdoor play courts (tennis, basketball, etc.), parking (How to enter parking?), the interstitial plenum space between floors (which house pipes and ventilation), crawl spaces. Although you do not include these areas in your GFA, you do include their energy use. Our algorithms assume buildings have outdoor usage, too. The GFA refers specifically to interior space. But, the energy use evaluated should be all the energy required to operate your building, which includes the energy used both inside and out. You may exclude the GFA of certain Property Uses, if they meet these 4 criteria (see this FAQ for details): The Property Use is less than 10% of the building’s GFA The Property Use is not a property type eligible to receive an ENERGY STAR score The Property Use is sub-metered so that both the Property Use’s energy consumption and GFA can be excluded The Property Use’s energy use patterns are significantly different than those of the rest of the building (ex: A cell phone tower on a building) “Parts of a building,” such as tenant spaces, measure the GFA of the “usable square feet.” Usable square feet include the specific area the tenant occupies to do business. Learn more about how to benchmark a tenant space.
Financial Office - Gross Floor Area (ft²) | The Gross Floor Area (GFA) is the total “property” square footage, and a “property” can be a: Single building Campus of buildings Part of a building (such as a single tenant space). Depending on which above type you have, your exact GFA is determined differently: “Single buildings” and “campuses of buildings” measure the GFA between the outside surface of the exterior walls of the building(s). This includes all areas inside the building(s) including supporting areas. GFA is not the same as rentable space, but rather includes all area inside the building(s). Include in GFA: lobbies, tenant areas, common areas, meeting rooms, break rooms, atriums (count the base level only), restrooms, elevator shafts, stairwells, mechanical equipment areas, basements, storage rooms. Do not include in GFA: exterior spaces, balconies, patios, exterior loading docks, driveways, covered walkways, outdoor play courts (tennis, basketball, etc.), parking (How to enter parking?), the interstitial plenum space between floors (which house pipes and ventilation), crawl spaces. Although you do not include these areas in your GFA, you do include their energy use. Our algorithms assume buildings have outdoor usage, too. The GFA refers specifically to interior space. But, the energy use evaluated should be all the energy required to operate your building, which includes the energy used both inside and out. You may exclude the GFA of certain Property Uses, if they meet these 4 criteria (see this FAQ for details): The Property Use is less than 10% of the building’s GFA The Property Use is not a property type eligible to receive an ENERGY STAR score The Property Use is sub-metered so that both the Property Use’s energy consumption and GFA can be excluded The Property Use’s energy use patterns are significantly different than those of the rest of the building (ex: A cell phone tower on a building) “Parts of a building,” such as tenant spaces, measure the GFA of the “usable square feet.” Usable square feet include the specific area the tenant occupies to do business. Learn more about how to benchmark a tenant space.
Financial Office - Number of Computers | The Number of Computers is the total number of desktop computers, laptops, Chromebooks/netbooks, and data servers at the property. This number should not include tablet computers, such as iPads, or any other types of office equipment. If your property is in the design phase, use your best estimate for the intended conditions when the property is fully operational. In addition, please note these specific property type considerations: K-12 School – The count should only reflect computers that are owned by and charged at the school. It should not include any computers that are brought onsite by students or staff, or any computers regularly brought home by students. Senior Living Community – The count should reflect computers used in administrative areas, computers in common areas available for residents and visitors, and wall-mounted computers in resident units for medical purposes. This count should not include any computers owned by residents that may be present in individual apartments or rooms. This is a count of computers only and should not include other electronic or medical equipment.
Financial Office - Weekly Operating Hours | The Weekly Operating Hours is different depending on your property type: Office, Financial Office, Warehouse and Distribution Center. Your Weekly Operating Hours are the total number of hours per week where the majority of workers are present. For example, if the majority of workers are in your building from 8:00 am - 6:00 pm M-F, then your Weekly operating hours should be 50 (10 hrs * 5 days per week). If you have two or more tenants with hours that differ by more than 10%, then you should enter two separate Property Uses so that you can track them separately. If you have two or more tenants with hours that differ by less than 10%, use the largest tenant’s hours (based on Gross Floor Area). If your hours vary seasonally (ex: 1/2 day Fridays in the summer), use the schedule that is followed most often. If you have 2 shifts of workers, add the hours for both shifts. Do NOT count these hours: When the property is occupied only by maintenance, security, the cleaning crew, or other support personnel. HVAC startup or shutdown time Properties that serve the Public (retail stores, medical office, bank branch, courthouse, library, health club, etc). Your Weekly Operating Hours should be the hours that you are open to the public. Worship Facility. Your Weekly Operating Hours should reflect hours when the facility is typically open for operation, which may include worship services, choir practice, administrative use, committee meetings, classes, or other activities.
Financial Office - Number of Workers on Main Shift | The Number of Workers on Main Shift should reflect the total number of workers present during the primary shift. This is not a total count of workers, but rather a count of workers who are present at the same time. For example, if there are two daily eight hour shifts of 100 workers each, the Number of Workers on Main Shift value is 100. Number of Workers on Main Shift may include employees of the property, sub-contractors who are onsite regularly, and volunteers who perform regular onsite tasks. Number of Workers should not include visitors to the buildings such as clients, customers, or patients.
Fitness Center/Health Club/Gym - Gross Floor Area (ft²) | The Gross Floor Area (GFA) is the total “property” square footage, and a “property” can be a: Single building Campus of buildings Part of a building (such as a single tenant space). Depending on which above type you have, your exact GFA is determined differently: “Single buildings” and “campuses of buildings” measure the GFA between the outside surface of the exterior walls of the building(s). This includes all areas inside the building(s) including supporting areas. GFA is not the same as rentable space, but rather includes all area inside the building(s). Include in GFA: lobbies, tenant areas, common areas, meeting rooms, break rooms, atriums (count the base level only), restrooms, elevator shafts, stairwells, mechanical equipment areas, basements, storage rooms. Do not include in GFA: exterior spaces, balconies, patios, exterior loading docks, driveways, covered walkways, outdoor play courts (tennis, basketball, etc.), parking (How to enter parking?), the interstitial plenum space between floors (which house pipes and ventilation), crawl spaces. Although you do not include these areas in your GFA, you do include their energy use. Our algorithms assume buildings have outdoor usage, too. The GFA refers specifically to interior space. But, the energy use evaluated should be all the energy required to operate your building, which includes the energy used both inside and out. You may exclude the GFA of certain Property Uses, if they meet these 4 criteria (see this FAQ for details): The Property Use is less than 10% of the building’s GFA The Property Use is not a property type eligible to receive an ENERGY STAR score The Property Use is sub-metered so that both the Property Use’s energy consumption and GFA can be excluded The Property Use’s energy use patterns are significantly different than those of the rest of the building (ex: A cell phone tower on a building) “Parts of a building,” such as tenant spaces, measure the GFA of the “usable square feet.” Usable square feet include the specific area the tenant occupies to do business. Learn more about how to benchmark a tenant space.
Food Sales - Gross Floor Area (ft²) | The Gross Floor Area (GFA) is the total “property” square footage, and a “property” can be a: Single building Campus of buildings Part of a building (such as a single tenant space). Depending on which above type you have, your exact GFA is determined differently: “Single buildings” and “campuses of buildings” measure the GFA between the outside surface of the exterior walls of the building(s). This includes all areas inside the building(s) including supporting areas. GFA is not the same as rentable space, but rather includes all area inside the building(s). Include in GFA: lobbies, tenant areas, common areas, meeting rooms, break rooms, atriums (count the base level only), restrooms, elevator shafts, stairwells, mechanical equipment areas, basements, storage rooms. Do not include in GFA: exterior spaces, balconies, patios, exterior loading docks, driveways, covered walkways, outdoor play courts (tennis, basketball, etc.), parking (How to enter parking?), the interstitial plenum space between floors (which house pipes and ventilation), crawl spaces. Although you do not include these areas in your GFA, you do include their energy use. Our algorithms assume buildings have outdoor usage, too. The GFA refers specifically to interior space. But, the energy use evaluated should be all the energy required to operate your building, which includes the energy used both inside and out. You may exclude the GFA of certain Property Uses, if they meet these 4 criteria (see this FAQ for details): The Property Use is less than 10% of the building’s GFA The Property Use is not a property type eligible to receive an ENERGY STAR score The Property Use is sub-metered so that both the Property Use’s energy consumption and GFA can be excluded The Property Use’s energy use patterns are significantly different than those of the rest of the building (ex: A cell phone tower on a building) “Parts of a building,” such as tenant spaces, measure the GFA of the “usable square feet.” Usable square feet include the specific area the tenant occupies to do business. Learn more about how to benchmark a tenant space.
Food Service - Gross Floor Area (ft²) | The Gross Floor Area (GFA) is the total “property” square footage, and a “property” can be a: Single building Campus of buildings Part of a building (such as a single tenant space). Depending on which above type you have, your exact GFA is determined differently: “Single buildings” and “campuses of buildings” measure the GFA between the outside surface of the exterior walls of the building(s). This includes all areas inside the building(s) including supporting areas. GFA is not the same as rentable space, but rather includes all area inside the building(s). Include in GFA: lobbies, tenant areas, common areas, meeting rooms, break rooms, atriums (count the base level only), restrooms, elevator shafts, stairwells, mechanical equipment areas, basements, storage rooms. Do not include in GFA: exterior spaces, balconies, patios, exterior loading docks, driveways, covered walkways, outdoor play courts (tennis, basketball, etc.), parking (How to enter parking?), the interstitial plenum space between floors (which house pipes and ventilation), crawl spaces. Although you do not include these areas in your GFA, you do include their energy use. Our algorithms assume buildings have outdoor usage, too. The GFA refers specifically to interior space. But, the energy use evaluated should be all the energy required to operate your building, which includes the energy used both inside and out. You may exclude the GFA of certain Property Uses, if they meet these 4 criteria (see this FAQ for details): The Property Use is less than 10% of the building’s GFA The Property Use is not a property type eligible to receive an ENERGY STAR score The Property Use is sub-metered so that both the Property Use’s energy consumption and GFA can be excluded The Property Use’s energy use patterns are significantly different than those of the rest of the building (ex: A cell phone tower on a building) “Parts of a building,” such as tenant spaces, measure the GFA of the “usable square feet.” Usable square feet include the specific area the tenant occupies to do business. Learn more about how to benchmark a tenant space.
Hospital (General Medical & Surgical)- Full Time Equivalent (FTE) Workers | The Number of Full Time Equivalent Workers should be computed as the total number of hours worked by all workers in a week divided by the standard hours worked by one full time worker in a week. Workers may include employees of the property, sub-contractors who are onsite regularly, and volunteers who perform regular onsite tasks to support facility operation. Workers should not include visitors to the property such as clients, customers, patients or spectators.
Hospital (General Medical & Surgical) - Gross Floor Area (ft²) | The Gross Floor Area (GFA) is the total “property” square footage, and a “property” can be a: Single building Campus of buildings Part of a building (such as a single tenant space). Depending on which above type you have, your exact GFA is determined differently: “Single buildings” and “campuses of buildings” measure the GFA between the outside surface of the exterior walls of the building(s). This includes all areas inside the building(s) including supporting areas. GFA is not the same as rentable space, but rather includes all area inside the building(s). Include in GFA: lobbies, tenant areas, common areas, meeting rooms, break rooms, atriums (count the base level only), restrooms, elevator shafts, stairwells, mechanical equipment areas, basements, storage rooms. Do not include in GFA: exterior spaces, balconies, patios, exterior loading docks, driveways, covered walkways, outdoor play courts (tennis, basketball, etc.), parking (How to enter parking?), the interstitial plenum space between floors (which house pipes and ventilation), crawl spaces. Although you do not include these areas in your GFA, you do include their energy use. Our algorithms assume buildings have outdoor usage, too. The GFA refers specifically to interior space. But, the energy use evaluated should be all the energy required to operate your building, which includes the energy used both inside and out. You may exclude the GFA of certain Property Uses, if they meet these 4 criteria (see this FAQ for details): The Property Use is less than 10% of the building’s GFA The Property Use is not a property type eligible to receive an ENERGY STAR score The Property Use is sub-metered so that both the Property Use’s energy consumption and GFA can be excluded The Property Use’s energy use patterns are significantly different than those of the rest of the building (ex: A cell phone tower on a building) “Parts of a building,” such as tenant spaces, measure the GFA of the “usable square feet.” Usable square feet include the specific area the tenant occupies to do business. Learn more about how to benchmark a tenant space.
Hospital (General Medical & Surgical) - Laboratory | A Laboratory is entered as either Yes or No. Yes – The property contains a laboratory, which is typically an area used for experimentation/testing that has independently controlled and specifically designed environmental systems. No – The property does not contain a laboratory.
Hospital (General Medical & Surgical) - Licensed Bed Capacity | Licensed Bed Capacity is the total number of beds that your hospital is licensed to have in operation. This may be more than your Staffed Beds, which are those that are set up and ready for use.
Hospital (General Medical & Surgical) - Number of MRI Machines | The Number of Magnetic Resonance Imaging (MRI) machines is a count of the MRIs that are present at the property. You should only include MRIs that are permanently at the property, which may include machines present in a mobile trailer only if the mobile trailer is present for 10 or more months. Do not include any other imaging equipment (X-ray, CT Scan, etc.).
Hospital (General Medical & Surgical) - MRI Density (Number per 1,000 sq ft) | Number of MRI machines per 1,000 sq ft
Hospital (General Medical & Surgical) - Number of Staffed Beds | The Number of Staffed Beds is the number of beds set up and staffed for use by inpatients. This count does not include newborn bassinets, labor room, post anesthesia, or postoperative recovery room beds, psychiatric holding beds, and beds that are used only as holding facilities for patients prior to their transfer to another hospital/inpatient facility.
Hospital (General Medical & Surgical) - Staffed Bed Density (Number per 1,000 sq ft) | Number of staffed beds per 1,000 sq ft
Hospital (General Medical & Surgical) - Number of Workers on Main Shift | The Number of Workers on Main Shift should reflect the total number of workers present during the primary shift. This is not a total count of workers, but rather a count of workers who are present at the same time. For example, if there are two daily eight hour shifts of 100 workers each, the Number of Workers on Main Shift value is 100. Number of Workers on Main Shift may include employees of the property, sub-contractors who are onsite regularly, and volunteers who perform regular onsite tasks. Number of Workers should not include visitors to the buildings such as clients, customers, or patients.
Hospital (General Medical & Surgical) - Number of Workers on Main Shift Density (Number per 1,000 sq ft) | Number of workers on main shift per 1,000 sq ft
Hospital (General Medical & Surgical) - Percent That Can Be Cooled | Percent That Can Be Cooled is the total percentage of your property that can be cooled by mechanical equipment. This includes all types of cooling from central air to individual window units. You enter this percent rounded to the nearest tenth. Use rounding when necessary.
Hospital (General Medical & Surgical) - Percent That Can Be Heated | Percent That Can Be Heated is the total percentage of your property that can be heated by mechanical equipment.
Medical Office - Gross Floor Area (ft²) | The Gross Floor Area (GFA) is the total “property” square footage, and a “property” can be a: Single building Campus of buildings Part of a building (such as a single tenant space). Depending on which above type you have, your exact GFA is determined differently: “Single buildings” and “campuses of buildings” measure the GFA between the outside surface of the exterior walls of the building(s). This includes all areas inside the building(s) including supporting areas. GFA is not the same as rentable space, but rather includes all area inside the building(s). Include in GFA: lobbies, tenant areas, common areas, meeting rooms, break rooms, atriums (count the base level only), restrooms, elevator shafts, stairwells, mechanical equipment areas, basements, storage rooms. Do not include in GFA: exterior spaces, balconies, patios, exterior loading docks, driveways, covered walkways, outdoor play courts (tennis, basketball, etc.), parking (How to enter parking?), the interstitial plenum space between floors (which house pipes and ventilation), crawl spaces. Although you do not include these areas in your GFA, you do include their energy use. Our algorithms assume buildings have outdoor usage, too. The GFA refers specifically to interior space. But, the energy use evaluated should be all the energy required to operate your building, which includes the energy used both inside and out. You may exclude the GFA of certain Property Uses, if they meet these 4 criteria (see this FAQ for details): The Property Use is less than 10% of the building’s GFA The Property Use is not a property type eligible to receive an ENERGY STAR score The Property Use is sub-metered so that both the Property Use’s energy consumption and GFA can be excluded The Property Use’s energy use patterns are significantly different than those of the rest of the building (ex: A cell phone tower on a building) “Parts of a building,” such as tenant spaces, measure the GFA of the “usable square feet.” Usable square feet include the specific area the tenant occupies to do business. Learn more about how to benchmark a tenant space.
Medical Office - Number of Computers | The Number of Computers is the total number of desktop computers, laptops, Chromebooks/netbooks, and data servers at the property. This number should not include tablet computers, such as iPads, or any other types of office equipment. If your property is in the design phase, use your best estimate for the intended conditions when the property is fully operational. In addition, please note these specific property type considerations: K-12 School – The count should only reflect computers that are owned by and charged at the school. It should not include any computers that are brought onsite by students or staff, or any computers regularly brought home by students. Senior Living Community – The count should reflect computers used in administrative areas, computers in common areas available for residents and visitors, and wall-mounted computers in resident units for medical purposes. This count should not include any computers owned by residents that may be present in individual apartments or rooms. This is a count of computers only and should not include other electronic or medical equipment.
Medical Office - Number of MRI Machines | The Number of Magnetic Resonance Imaging (MRI) machines is a count of the MRIs that are present at the property. You should only include MRIs that are permanently at the property, which may include machines present in a mobile trailer only if the mobile trailer is present for 10 or more months. Do not include any other imaging equipment (X-ray, CT Scan, etc.).
Medical Office - Number of Workers on Main Shift | The Number of Workers on Main Shift should reflect the total number of workers present during the primary shift. This is not a total count of workers, but rather a count of workers who are present at the same time. For example, if there are two daily eight hour shifts of 100 workers each, the Number of Workers on Main Shift value is 100. Number of Workers on Main Shift may include employees of the property, sub-contractors who are onsite regularly, and volunteers who perform regular onsite tasks. Number of Workers should not include visitors to the buildings such as clients, customers, or patients.
Medical Office - Percent That Can Be Cooled | Percent That Can Be Cooled is the total percentage of your property that can be cooled by mechanical equipment. This includes all types of cooling from central air to individual window units. You enter this percent rounded to the nearest tenth. Use rounding when necessary.
Medical Office - Percent That Can Be Heated | Percent That Can Be Heated is the total percentage of your property that can be heated by mechanical equipment.
Medical Office - Weekly Operating Hours | The Weekly Operating Hours is different depending on your property type: Office, Financial Office, Warehouse and Distribution Center. Your Weekly Operating Hours are the total number of hours per week where the majority of workers are present. For example, if the majority of workers are in your building from 8:00 am - 6:00 pm M-F, then your Weekly operating hours should be 50 (10 hrs * 5 days per week). If you have two or more tenants with hours that differ by more than 10%, then you should enter two separate Property Uses so that you can track them separately. If you have two or more tenants with hours that differ by less than 10%, use the largest tenant’s hours (based on Gross Floor Area). If your hours vary seasonally (ex: 1/2 day Fridays in the summer), use the schedule that is followed most often. If you have 2 shifts of workers, add the hours for both shifts. Do NOT count these hours: When the property is occupied only by maintenance, security, the cleaning crew, or other support personnel. HVAC startup or shutdown time Properties that serve the Public (retail stores, medical office, bank branch, courthouse, library, health club, etc). Your Weekly Operating Hours should be the hours that you are open to the public. Worship Facility. Your Weekly Operating Hours should reflect hours when the facility is typically open for operation, which may include worship services, choir practice, administrative use, committee meetings, classes, or other activities.
Outpatient Rehabilitation/Physical Therapy - Gross Floor Area (ft²) | The Gross Floor Area (GFA) is the total “property” square footage, and a “property” can be a: Single building Campus of buildings Part of a building (such as a single tenant space). Depending on which above type you have, your exact GFA is determined differently: “Single buildings” and “campuses of buildings” measure the GFA between the outside surface of the exterior walls of the building(s). This includes all areas inside the building(s) including supporting areas. GFA is not the same as rentable space, but rather includes all area inside the building(s). Include in GFA: lobbies, tenant areas, common areas, meeting rooms, break rooms, atriums (count the base level only), restrooms, elevator shafts, stairwells, mechanical equipment areas, basements, storage rooms. Do not include in GFA: exterior spaces, balconies, patios, exterior loading docks, driveways, covered walkways, outdoor play courts (tennis, basketball, etc.), parking (How to enter parking?), the interstitial plenum space between floors (which house pipes and ventilation), crawl spaces. Although you do not include these areas in your GFA, you do include their energy use. Our algorithms assume buildings have outdoor usage, too. The GFA refers specifically to interior space. But, the energy use evaluated should be all the energy required to operate your building, which includes the energy used both inside and out. You may exclude the GFA of certain Property Uses, if they meet these 4 criteria (see this FAQ for details): The Property Use is less than 10% of the building’s GFA The Property Use is not a property type eligible to receive an ENERGY STAR score The Property Use is sub-metered so that both the Property Use’s energy consumption and GFA can be excluded The Property Use’s energy use patterns are significantly different than those of the rest of the building (ex: A cell phone tower on a building) “Parts of a building,” such as tenant spaces, measure the GFA of the “usable square feet.” Usable square feet include the specific area the tenant occupies to do business. Learn more about how to benchmark a tenant space.
Urgent Care/Clinic/Other Outpatient - Gross Floor Area (ft²) | The Gross Floor Area (GFA) is the total “property” square footage, and a “property” can be a: Single building Campus of buildings Part of a building (such as a single tenant space). Depending on which above type you have, your exact GFA is determined differently: “Single buildings” and “campuses of buildings” measure the GFA between the outside surface of the exterior walls of the building(s). This includes all areas inside the building(s) including supporting areas. GFA is not the same as rentable space, but rather includes all area inside the building(s). Include in GFA: lobbies, tenant areas, common areas, meeting rooms, break rooms, atriums (count the base level only), restrooms, elevator shafts, stairwells, mechanical equipment areas, basements, storage rooms. Do not include in GFA: exterior spaces, balconies, patios, exterior loading docks, driveways, covered walkways, outdoor play courts (tennis, basketball, etc.), parking (How to enter parking?), the interstitial plenum space between floors (which house pipes and ventilation), crawl spaces. Although you do not include these areas in your GFA, you do include their energy use. Our algorithms assume buildings have outdoor usage, too. The GFA refers specifically to interior space. But, the energy use evaluated should be all the energy required to operate your building, which includes the energy used both inside and out. You may exclude the GFA of certain Property Uses, if they meet these 4 criteria (see this FAQ for details): The Property Use is less than 10% of the building’s GFA The Property Use is not a property type eligible to receive an ENERGY STAR score The Property Use is sub-metered so that both the Property Use’s energy consumption and GFA can be excluded The Property Use’s energy use patterns are significantly different than those of the rest of the building (ex: A cell phone tower on a building) “Parts of a building,” such as tenant spaces, measure the GFA of the “usable square feet.” Usable square feet include the specific area the tenant occupies to do business. Learn more about how to benchmark a tenant space.
Hotel - Gross Floor Area (ft²) | The Gross Floor Area (GFA) is the total “property” square footage, and a “property” can be a: Single building Campus of buildings Part of a building (such as a single tenant space). Depending on which above type you have, your exact GFA is determined differently: “Single buildings” and “campuses of buildings” measure the GFA between the outside surface of the exterior walls of the building(s). This includes all areas inside the building(s) including supporting areas. GFA is not the same as rentable space, but rather includes all area inside the building(s). Include in GFA: lobbies, tenant areas, common areas, meeting rooms, break rooms, atriums (count the base level only), restrooms, elevator shafts, stairwells, mechanical equipment areas, basements, storage rooms. Do not include in GFA: exterior spaces, balconies, patios, exterior loading docks, driveways, covered walkways, outdoor play courts (tennis, basketball, etc.), parking (How to enter parking?), the interstitial plenum space between floors (which house pipes and ventilation), crawl spaces. Although you do not include these areas in your GFA, you do include their energy use. Our algorithms assume buildings have outdoor usage, too. The GFA refers specifically to interior space. But, the energy use evaluated should be all the energy required to operate your building, which includes the energy used both inside and out. You may exclude the GFA of certain Property Uses, if they meet these 4 criteria (see this FAQ for details): The Property Use is less than 10% of the building’s GFA The Property Use is not a property type eligible to receive an ENERGY STAR score The Property Use is sub-metered so that both the Property Use’s energy consumption and GFA can be excluded The Property Use’s energy use patterns are significantly different than those of the rest of the building (ex: A cell phone tower on a building) “Parts of a building,” such as tenant spaces, measure the GFA of the “usable square feet.” Usable square feet include the specific area the tenant occupies to do business. Learn more about how to benchmark a tenant space.
Hotel - Gym/fitness Center Floor Area (ft²) | The Gross Floor Area (GFA) is the total “property” square footage, and a “property” can be a: Single building Campus of buildings Part of a building (such as a single tenant space). Depending on which above type you have, your exact GFA is determined differently: “Single buildings” and “campuses of buildings” measure the GFA between the outside surface of the exterior walls of the building(s). This includes all areas inside the building(s) including supporting areas. GFA is not the same as rentable space, but rather includes all area inside the building(s). Include in GFA: lobbies, tenant areas, common areas, meeting rooms, break rooms, atriums (count the base level only), restrooms, elevator shafts, stairwells, mechanical equipment areas, basements, storage rooms. Do not include in GFA: exterior spaces, balconies, patios, exterior loading docks, driveways, covered walkways, outdoor play courts (tennis, basketball, etc.), parking (How to enter parking?), the interstitial plenum space between floors (which house pipes and ventilation), crawl spaces. Although you do not include these areas in your GFA, you do include their energy use. Our algorithms assume buildings have outdoor usage, too. The GFA refers specifically to interior space. But, the energy use evaluated should be all the energy required to operate your building, which includes the energy used both inside and out. You may exclude the GFA of certain Property Uses, if they meet these 4 criteria (see this FAQ for details): The Property Use is less than 10% of the building’s GFA The Property Use is not a property type eligible to receive an ENERGY STAR score The Property Use is sub-metered so that both the Property Use’s energy consumption and GFA can be excluded The Property Use’s energy use patterns are significantly different than those of the rest of the building (ex: A cell phone tower on a building) “Parts of a building,” such as tenant spaces, measure the GFA of the “usable square feet.” Usable square feet include the specific area the tenant occupies to do business. Learn more about how to benchmark a tenant space.
K-12 School - Gross Floor Area (ft²) | The Gross Floor Area (GFA) is the total “property” square footage, and a “property” can be a: Single building Campus of buildings Part of a building (such as a single tenant space). Depending on which above type you have, your exact GFA is determined differently: “Single buildings” and “campuses of buildings” measure the GFA between the outside surface of the exterior walls of the building(s). This includes all areas inside the building(s) including supporting areas. GFA is not the same as rentable space, but rather includes all area inside the building(s). Include in GFA: lobbies, tenant areas, common areas, meeting rooms, break rooms, atriums (count the base level only), restrooms, elevator shafts, stairwells, mechanical equipment areas, basements, storage rooms. Do not include in GFA: exterior spaces, balconies, patios, exterior loading docks, driveways, covered walkways, outdoor play courts (tennis, basketball, etc.), parking (How to enter parking?), the interstitial plenum space between floors (which house pipes and ventilation), crawl spaces. Although you do not include these areas in your GFA, you do include their energy use. Our algorithms assume buildings have outdoor usage, too. The GFA refers specifically to interior space. But, the energy use evaluated should be all the energy required to operate your building, which includes the energy used both inside and out. You may exclude the GFA of certain Property Uses, if they meet these 4 criteria (see this FAQ for details): The Property Use is less than 10% of the building’s GFA The Property Use is not a property type eligible to receive an ENERGY STAR score The Property Use is sub-metered so that both the Property Use’s energy consumption and GFA can be excluded The Property Use’s energy use patterns are significantly different than those of the rest of the building (ex: A cell phone tower on a building) “Parts of a building,” such as tenant spaces, measure the GFA of the “usable square feet.” Usable square feet include the specific area the tenant occupies to do business. Learn more about how to benchmark a tenant space.
Pre-school/Daycare - Gross Floor Area (ft²) | The Gross Floor Area (GFA) is the total “property” square footage, and a “property” can be a: Single building Campus of buildings Part of a building (such as a single tenant space). Depending on which above type you have, your exact GFA is determined differently: “Single buildings” and “campuses of buildings” measure the GFA between the outside surface of the exterior walls of the building(s). This includes all areas inside the building(s) including supporting areas. GFA is not the same as rentable space, but rather includes all area inside the building(s). Include in GFA: lobbies, tenant areas, common areas, meeting rooms, break rooms, atriums (count the base level only), restrooms, elevator shafts, stairwells, mechanical equipment areas, basements, storage rooms. Do not include in GFA: exterior spaces, balconies, patios, exterior loading docks, driveways, covered walkways, outdoor play courts (tennis, basketball, etc.), parking (How to enter parking?), the interstitial plenum space between floors (which house pipes and ventilation), crawl spaces. Although you do not include these areas in your GFA, you do include their energy use. Our algorithms assume buildings have outdoor usage, too. The GFA refers specifically to interior space. But, the energy use evaluated should be all the energy required to operate your building, which includes the energy used both inside and out. You may exclude the GFA of certain Property Uses, if they meet these 4 criteria (see this FAQ for details): The Property Use is less than 10% of the building’s GFA The Property Use is not a property type eligible to receive an ENERGY STAR score The Property Use is sub-metered so that both the Property Use’s energy consumption and GFA can be excluded The Property Use’s energy use patterns are significantly different than those of the rest of the building (ex: A cell phone tower on a building) “Parts of a building,” such as tenant spaces, measure the GFA of the “usable square feet.” Usable square feet include the specific area the tenant occupies to do business. Learn more about how to benchmark a tenant space.
Laboratory - Gross Floor Area (ft²) | The Gross Floor Area (GFA) is the total “property” square footage, and a “property” can be a: Single building Campus of buildings Part of a building (such as a single tenant space). Depending on which above type you have, your exact GFA is determined differently: “Single buildings” and “campuses of buildings” measure the GFA between the outside surface of the exterior walls of the building(s). This includes all areas inside the building(s) including supporting areas. GFA is not the same as rentable space, but rather includes all area inside the building(s). Include in GFA: lobbies, tenant areas, common areas, meeting rooms, break rooms, atriums (count the base level only), restrooms, elevator shafts, stairwells, mechanical equipment areas, basements, storage rooms. Do not include in GFA: exterior spaces, balconies, patios, exterior loading docks, driveways, covered walkways, outdoor play courts (tennis, basketball, etc.), parking (How to enter parking?), the interstitial plenum space between floors (which house pipes and ventilation), crawl spaces. Although you do not include these areas in your GFA, you do include their energy use. Our algorithms assume buildings have outdoor usage, too. The GFA refers specifically to interior space. But, the energy use evaluated should be all the energy required to operate your building, which includes the energy used both inside and out. You may exclude the GFA of certain Property Uses, if they meet these 4 criteria (see this FAQ for details): The Property Use is less than 10% of the building’s GFA The Property Use is not a property type eligible to receive an ENERGY STAR score The Property Use is sub-metered so that both the Property Use’s energy consumption and GFA can be excluded The Property Use’s energy use patterns are significantly different than those of the rest of the building (ex: A cell phone tower on a building) “Parts of a building,” such as tenant spaces, measure the GFA of the “usable square feet.” Usable square feet include the specific area the tenant occupies to do business. Learn more about how to benchmark a tenant space.
Mailing Center/Post Office - Gross Floor Area (ft²) | The Gross Floor Area (GFA) is the total “property” square footage, and a “property” can be a: Single building Campus of buildings Part of a building (such as a single tenant space). Depending on which above type you have, your exact GFA is determined differently: “Single buildings” and “campuses of buildings” measure the GFA between the outside surface of the exterior walls of the building(s). This includes all areas inside the building(s) including supporting areas. GFA is not the same as rentable space, but rather includes all area inside the building(s). Include in GFA: lobbies, tenant areas, common areas, meeting rooms, break rooms, atriums (count the base level only), restrooms, elevator shafts, stairwells, mechanical equipment areas, basements, storage rooms. Do not include in GFA: exterior spaces, balconies, patios, exterior loading docks, driveways, covered walkways, outdoor play courts (tennis, basketball, etc.), parking (How to enter parking?), the interstitial plenum space between floors (which house pipes and ventilation), crawl spaces. Although you do not include these areas in your GFA, you do include their energy use. Our algorithms assume buildings have outdoor usage, too. The GFA refers specifically to interior space. But, the energy use evaluated should be all the energy required to operate your building, which includes the energy used both inside and out. You may exclude the GFA of certain Property Uses, if they meet these 4 criteria (see this FAQ for details): The Property Use is less than 10% of the building’s GFA The Property Use is not a property type eligible to receive an ENERGY STAR score The Property Use is sub-metered so that both the Property Use’s energy consumption and GFA can be excluded The Property Use’s energy use patterns are significantly different than those of the rest of the building (ex: A cell phone tower on a building) “Parts of a building,” such as tenant spaces, measure the GFA of the “usable square feet.” Usable square feet include the specific area the tenant occupies to do business. Learn more about how to benchmark a tenant space.
Movie Theater - Gross Floor Area (ft²) | The Gross Floor Area (GFA) is the total “property” square footage, and a “property” can be a: Single building Campus of buildings Part of a building (such as a single tenant space). Depending on which above type you have, your exact GFA is determined differently: “Single buildings” and “campuses of buildings” measure the GFA between the outside surface of the exterior walls of the building(s). This includes all areas inside the building(s) including supporting areas. GFA is not the same as rentable space, but rather includes all area inside the building(s). Include in GFA: lobbies, tenant areas, common areas, meeting rooms, break rooms, atriums (count the base level only), restrooms, elevator shafts, stairwells, mechanical equipment areas, basements, storage rooms. Do not include in GFA: exterior spaces, balconies, patios, exterior loading docks, driveways, covered walkways, outdoor play courts (tennis, basketball, etc.), parking (How to enter parking?), the interstitial plenum space between floors (which house pipes and ventilation), crawl spaces. Although you do not include these areas in your GFA, you do include their energy use. Our algorithms assume buildings have outdoor usage, too. The GFA refers specifically to interior space. But, the energy use evaluated should be all the energy required to operate your building, which includes the energy used both inside and out. You may exclude the GFA of certain Property Uses, if they meet these 4 criteria (see this FAQ for details): The Property Use is less than 10% of the building’s GFA The Property Use is not a property type eligible to receive an ENERGY STAR score The Property Use is sub-metered so that both the Property Use’s energy consumption and GFA can be excluded The Property Use’s energy use patterns are significantly different than those of the rest of the building (ex: A cell phone tower on a building) “Parts of a building,” such as tenant spaces, measure the GFA of the “usable square feet.” Usable square feet include the specific area the tenant occupies to do business. Learn more about how to benchmark a tenant space.
Manufacturing/Industrial Plant - Gross Floor Area (ft²) | The Gross Floor Area (GFA) is the total “property” square footage, and a “property” can be a: Single building Campus of buildings Part of a building (such as a single tenant space). Depending on which above type you have, your exact GFA is determined differently: “Single buildings” and “campuses of buildings” measure the GFA between the outside surface of the exterior walls of the building(s). This includes all areas inside the building(s) including supporting areas. GFA is not the same as rentable space, but rather includes all area inside the building(s). Include in GFA: lobbies, tenant areas, common areas, meeting rooms, break rooms, atriums (count the base level only), restrooms, elevator shafts, stairwells, mechanical equipment areas, basements, storage rooms. Do not include in GFA: exterior spaces, balconies, patios, exterior loading docks, driveways, covered walkways, outdoor play courts (tennis, basketball, etc.), parking (How to enter parking?), the interstitial plenum space between floors (which house pipes and ventilation), crawl spaces. Although you do not include these areas in your GFA, you do include their energy use. Our algorithms assume buildings have outdoor usage, too. The GFA refers specifically to interior space. But, the energy use evaluated should be all the energy required to operate your building, which includes the energy used both inside and out. You may exclude the GFA of certain Property Uses, if they meet these 4 criteria (see this FAQ for details): The Property Use is less than 10% of the building’s GFA The Property Use is not a property type eligible to receive an ENERGY STAR score The Property Use is sub-metered so that both the Property Use’s energy consumption and GFA can be excluded The Property Use’s energy use patterns are significantly different than those of the rest of the building (ex: A cell phone tower on a building) “Parts of a building,” such as tenant spaces, measure the GFA of the “usable square feet.” Usable square feet include the specific area the tenant occupies to do business. Learn more about how to benchmark a tenant space.
Multifamily Housing - Government Subsidized Housing | Government Subsidized Housing is entered as either Yes or No. Yes – The property receives some type of local, state, or federal affordable housing subsidy for some or all units. Examples include Federal Housing Association (FHA) Insured; Public Housing; Agricultural Housing; Veterans Affairs (VA) Housing; Department of Defense (DoD) Housing; Low Income Housing Tax Credit (LIHTC); Project Based Housing Assistance Payment (HAP) (including Section 8), or another type of local, state or federal subsidy. No – The property does not receive any subsidies.
Multifamily Housing - Gross Floor Area (ft²) | The Gross Floor Area (GFA) is the total “property” square footage, and a “property” can be a: Single building Campus of buildings Part of a building (such as a single tenant space). Depending on which above type you have, your exact GFA is determined differently: “Single buildings” and “campuses of buildings” measure the GFA between the outside surface of the exterior walls of the building(s). This includes all areas inside the building(s) including supporting areas. GFA is not the same as rentable space, but rather includes all area inside the building(s). Include in GFA: lobbies, tenant areas, common areas, meeting rooms, break rooms, atriums (count the base level only), restrooms, elevator shafts, stairwells, mechanical equipment areas, basements, storage rooms. Do not include in GFA: exterior spaces, balconies, patios, exterior loading docks, driveways, covered walkways, outdoor play courts (tennis, basketball, etc.), parking (How to enter parking?), the interstitial plenum space between floors (which house pipes and ventilation), crawl spaces. Although you do not include these areas in your GFA, you do include their energy use. Our algorithms assume buildings have outdoor usage, too. The GFA refers specifically to interior space. But, the energy use evaluated should be all the energy required to operate your building, which includes the energy used both inside and out. You may exclude the GFA of certain Property Uses, if they meet these 4 criteria (see this FAQ for details): The Property Use is less than 10% of the building’s GFA The Property Use is not a property type eligible to receive an ENERGY STAR score The Property Use is sub-metered so that both the Property Use’s energy consumption and GFA can be excluded The Property Use’s energy use patterns are significantly different than those of the rest of the building (ex: A cell phone tower on a building) “Parts of a building,” such as tenant spaces, measure the GFA of the “usable square feet.” Usable square feet include the specific area the tenant occupies to do business. Learn more about how to benchmark a tenant space.
Multifamily Housing - Number of Bedrooms | The Number of Bedrooms should reflect the total number of bedrooms located in each individual apartment unit at the property. For example, if you have 100 apartments broken out as follows, your Number of Bedrooms would be 175: 25 are 3 bedrooms (25 * 3 = 75) 25 are 2 bedrooms (25 * 2 = 50) 25 are 1 bedroom (25 * 1 = 25) 25 are studios (25 * 1 = 25) Note: Efficiency and studio apartments count as one (1) bedroom. A junior one bedroom (a unit with a separate space for sleeping and usually separated by a half wall or temporary wall) count as one (1) bedroom. Don't include in-unit common areas (ex: living rooms) being used as bedrooms by tenants. Count what you have today, including any additions/modifications to the original unit(s).
Multifamily Housing - Number of Bedrooms Density (Number per 1,000 sq ft) | Number of bedrooms per 1,000 sq ft
Multifamily Housing - Number of Laundry Hookups in All Units | The Number of Laundry Hookups in All Units is a count of all laundry hookups located in individual apartment units. You should include all hookups that are available, even if the machine is inoperable or absent. For the purposes of counting hookups, each machine (individual washer, individual dryer, or combination/stacked unit) should be counted as one hookup.
Multifamily Housing - Number of Laundry Hookups in Common Area(s) | The Number of Laundry Hookups in Common Areas is a count of all laundry hookups located in common areas, which may be either pay-per-use or free machines. You should include all hookups that are available, even if the machine is inoperable or absent. For the purposes of counting hookups, each machine (individual washer, individual dryer, or combination/stacked unit) should be counted as one hookup.
Multifamily Housing - Number of Residential Living Units in a High-Rise Building (10 or more Stories) | The count of all individual private apartments/ condominiums (both occupied and unoccupied) located in an individual building that is 10 or more stories in height.
Multifamily Housing - Total Number of Residential Living Units | The Total Number of Residential Living Units is a count of all individual residential living units or apartments, including both occupied and unoccupied units. In addition, please note these specific property type considerations: Multifamily Housing – The Total Number of Residential Living Units should count all individual private apartments/condominiums. There are three additional Property Use Details, which break this total into three different categories, according to building height. If your property has only one building, or if all buildings are of the same height, then you should enter “zero” for the other two categories. Portfolio Manager requires that the sum of these three values equal your Total Number of Residential Living Units: Number of Residential Living Units in a Low-rise (1-4 stories) – This includes all units located in an individual building that is 1 to 4 stories in height. Number of Residential Living Units in a Mid-rise (5-9 stories) –This includes all units located in an individual building that is 5 to 9 stories in height. Number of Residential Living Units in a High-rise (10 or more stories) – This includes all units located in an individual building that is 10 or more stories in height. Senior Living Communities - For communities where residents have individual rooms that open onto central corridors, each room is considered a single unit, even if there are two or more beds per room. For communities with apartment-type living units each apartment is considered a single unit. Do not count individual rooms within apartments or townhouses.
Multifamily Housing - Total Number of Residential Living Units Density (Number per 1,000 sq ft) | Number of residential living units per 1,000 sq ft
Multifamily Housing - Number of Residential Living Units in a High-Rise Building Density (Number per 1,000 sq ft) | The count of all individual private apartments/ condominiums (both occupied and unoccupied) located in an individual building that is 10 or more stories in height.
Multifamily Housing - Number of Residential Living Units in a Mid-Rise Building (5-9 Stories) | The count of all individual private apartments/ condominiums (both occupied and unoccupied) located in an individual building that is 5 to 9 stories in height
Multifamily Housing - Number of Residential Living Units in a Mid-Rise Building Density (Number per 1,000 sq ft) | Number of residential living units in a mid-rise building per 1,000 sq ft
Multifamily Housing - Percent That Can Be Cooled | Percent That Can Be Cooled is the total percentage of your property that can be cooled by mechanical equipment. This includes all types of cooling from central air to individual window units. You enter this percent rounded to the nearest tenth. Use rounding when necessary.
Multifamily Housing - Percent That Can Be Heated | Percent That Can Be Heated is the total percentage of your property that can be heated by mechanical equipment.
Multifamily Housing - Resident Population Type | The Resident Population Type describes the specific resident population, if any, to which the multifamily housing property is marketed and/or dedicated. Select the type of housing that applies to the majority (more than 50%) of the residents. The following options are available: No specific resident population: The property is not inhabited by any dedicated population. Dedicated Student: Privately owned, off-campus housing -- not affiliated with a college or university -- that is primarily occupied by undergraduate or graduate students. Dedicated Military: Off-base housing primarily occupied by persons serving in or employed by the military. Dedicated Senior/Independent Living: Housing that is restricted to the elderly that also provides limited programs of assistance with domestic activities (meals, housekeeping, activities, transportation, etc.). Typically, a unit in an Independent Living Community resembles a standard market unit, though the community may offer amenities or communal dining facilities not typical in multifamily apartment buildings. Independent Living Communities generally are not licensed and generally do not provide assistance with Activities of Daily Living (ADLs) or healthcare, such as the management of medications and assistance with bathing, dressing, toileting, ambulating, eating and other similar activities. Dedicated Special Accessibility Needs: Residents living in the property are covered by the American Disabilities Act. Other Dedicated housing (please specify): - Use this selection to indicate another type of dedicated resident population. Please note that Portfolio Manager contains separate property use designations for Senior Living Communities, Residence Halls/Dormitories, and Barracks. Please refer to the definitions for these property uses to benchmark a property that is used for nursing/assisted living or as
Residence Hall/Dormitory - Gross Floor Area (ft²) | The Gross Floor Area (GFA) is the total “property” square footage, and a “property” can be a: Single building Campus of buildings Part of a building (such as a single tenant space). Depending on which above type you have, your exact GFA is determined differently: “Single buildings” and “campuses of buildings” measure the GFA between the outside surface of the exterior walls of the building(s). This includes all areas inside the building(s) including supporting areas. GFA is not the same as rentable space, but rather includes all area inside the building(s). Include in GFA: lobbies, tenant areas, common areas, meeting rooms, break rooms, atriums (count the base level only), restrooms, elevator shafts, stairwells, mechanical equipment areas, basements, storage rooms. Do not include in GFA: exterior spaces, balconies, patios, exterior loading docks, driveways, covered walkways, outdoor play courts (tennis, basketball, etc.), parking (How to enter parking?), the interstitial plenum space between floors (which house pipes and ventilation), crawl spaces. Although you do not include these areas in your GFA, you do include their energy use. Our algorithms assume buildings have outdoor usage, too. The GFA refers specifically to interior space. But, the energy use evaluated should be all the energy required to operate your building, which includes the energy used both inside and out. You may exclude the GFA of certain Property Uses, if they meet these 4 criteria (see this FAQ for details): The Property Use is less than 10% of the building’s GFA The Property Use is not a property type eligible to receive an ENERGY STAR score The Property Use is sub-metered so that both the Property Use’s energy consumption and GFA can be excluded The Property Use’s energy use patterns are significantly different than those of the rest of the building (ex: A cell phone tower on a building) “Parts of a building,” such as tenant spaces, measure the GFA of the “usable square feet.” Usable square feet include the specific area the tenant occupies to do business. Learn more about how to benchmark a tenant space.
Non-Refrigerated Warehouse - Gross Floor Area (ft²) | The Gross Floor Area (GFA) is the total “property” square footage, and a “property” can be a: Single building Campus of buildings Part of a building (such as a single tenant space). Depending on which above type you have, your exact GFA is determined differently: “Single buildings” and “campuses of buildings” measure the GFA between the outside surface of the exterior walls of the building(s). This includes all areas inside the building(s) including supporting areas. GFA is not the same as rentable space, but rather includes all area inside the building(s). Include in GFA: lobbies, tenant areas, common areas, meeting rooms, break rooms, atriums (count the base level only), restrooms, elevator shafts, stairwells, mechanical equipment areas, basements, storage rooms. Do not include in GFA: exterior spaces, balconies, patios, exterior loading docks, driveways, covered walkways, outdoor play courts (tennis, basketball, etc.), parking (How to enter parking?), the interstitial plenum space between floors (which house pipes and ventilation), crawl spaces. Although you do not include these areas in your GFA, you do include their energy use. Our algorithms assume buildings have outdoor usage, too. The GFA refers specifically to interior space. But, the energy use evaluated should be all the energy required to operate your building, which includes the energy used both inside and out. You may exclude the GFA of certain Property Uses, if they meet these 4 criteria (see this FAQ for details): The Property Use is less than 10% of the building’s GFA The Property Use is not a property type eligible to receive an ENERGY STAR score The Property Use is sub-metered so that both the Property Use’s energy consumption and GFA can be excluded The Property Use’s energy use patterns are significantly different than those of the rest of the building (ex: A cell phone tower on a building) “Parts of a building,” such as tenant spaces, measure the GFA of the “usable square feet.” Usable square feet include the specific area the tenant occupies to do business. Learn more about how to benchmark a tenant space.
Office - Gross Floor Area (ft²) | The Gross Floor Area (GFA) is the total “property” square footage, and a “property” can be a: Single building Campus of buildings Part of a building (such as a single tenant space). Depending on which above type you have, your exact GFA is determined differently: “Single buildings” and “campuses of buildings” measure the GFA between the outside surface of the exterior walls of the building(s). This includes all areas inside the building(s) including supporting areas. GFA is not the same as rentable space, but rather includes all area inside the building(s). Include in GFA: lobbies, tenant areas, common areas, meeting rooms, break rooms, atriums (count the base level only), restrooms, elevator shafts, stairwells, mechanical equipment areas, basements, storage rooms. Do not include in GFA: exterior spaces, balconies, patios, exterior loading docks, driveways, covered walkways, outdoor play courts (tennis, basketball, etc.), parking (How to enter parking?), the interstitial plenum space between floors (which house pipes and ventilation), crawl spaces. Although you do not include these areas in your GFA, you do include their energy use. Our algorithms assume buildings have outdoor usage, too. The GFA refers specifically to interior space. But, the energy use evaluated should be all the energy required to operate your building, which includes the energy used both inside and out. You may exclude the GFA of certain Property Uses, if they meet these 4 criteria (see this FAQ for details): The Property Use is less than 10% of the building’s GFA The Property Use is not a property type eligible to receive an ENERGY STAR score The Property Use is sub-metered so that both the Property Use’s energy consumption and GFA can be excluded The Property Use’s energy use patterns are significantly different than those of the rest of the building (ex: A cell phone tower on a building) “Parts of a building,” such as tenant spaces, measure the GFA of the “usable square feet.” Usable square feet include the specific area the tenant occupies to do business. Learn more about how to benchmark a tenant space.
Office - Number of Computers | The Number of Computers is the total number of desktop computers, laptops, Chromebooks/netbooks, and data servers at the property. This number should not include tablet computers, such as iPads, or any other types of office equipment. If your property is in the design phase, use your best estimate for the intended conditions when the property is fully operational. In addition, please note these specific property type considerations: K-12 School – The count should only reflect computers that are owned by and charged at the school. It should not include any computers that are brought onsite by students or staff, or any computers regularly brought home by students. Senior Living Community – The count should reflect computers used in administrative areas, computers in common areas available for residents and visitors, and wall-mounted computers in resident units for medical purposes. This count should not include any computers owned by residents that may be present in individual apartments or rooms. This is a count of computers only and should not include other electronic or medical equipment.
Office - Number of Workers on Main Shift | The Number of Workers on Main Shift should reflect the total number of workers present during the primary shift. This is not a total count of workers, but rather a count of workers who are present at the same time. For example, if there are two daily eight hour shifts of 100 workers each, the Number of Workers on Main Shift value is 100. Number of Workers on Main Shift may include employees of the property, sub-contractors who are onsite regularly, and volunteers who perform regular onsite tasks. Number of Workers should not include visitors to the buildings such as clients, customers, or patients.
Office - Percent That Can Be Cooled | Percent That Can Be Cooled is the total percentage of your property that can be cooled by mechanical equipment. This includes all types of cooling from central air to individual window units. You enter this percent rounded to the nearest tenth. Use rounding when necessary.
Office - Percent That Can Be Heated | Percent That Can Be Heated is the total percentage of your property that can be heated by mechanical equipment.
Office - Weekly Operating Hours | The Weekly Operating Hours is different depending on your property type: Office, Financial Office, Warehouse and Distribution Center. Your Weekly Operating Hours are the total number of hours per week where the majority of workers are present. For example, if the majority of workers are in your building from 8:00 am - 6:00 pm M-F, then your Weekly operating hours should be 50 (10 hrs * 5 days per week). If you have two or more tenants with hours that differ by more than 10%, then you should enter two separate Property Uses so that you can track them separately. If you have two or more tenants with hours that differ by less than 10%, use the largest tenant’s hours (based on Gross Floor Area). If your hours vary seasonally (ex: 1/2 day Fridays in the summer), use the schedule that is followed most often. If you have 2 shifts of workers, add the hours for both shifts. Do NOT count these hours: When the property is occupied only by maintenance, security, the cleaning crew, or other support personnel. HVAC startup or shutdown time Properties that serve the Public (retail stores, medical office, bank branch, courthouse, library, health club, etc). Your Weekly Operating Hours should be the hours that you are open to the public. Worship Facility. Your Weekly Operating Hours should reflect hours when the facility is typically open for operation, which may include worship services, choir practice, administrative use, committee meetings, classes, or other activities.
Office - Worker Density (Number per 1,000 sq ft) | Office Workers per 1,000 sq ft
Other - Gross Floor Area (ft²) | The Gross Floor Area (GFA) is the total “property” square footage, and a “property” can be a: Single building Campus of buildings Part of a building (such as a single tenant space). Depending on which above type you have, your exact GFA is determined differently: “Single buildings” and “campuses of buildings” measure the GFA between the outside surface of the exterior walls of the building(s). This includes all areas inside the building(s) including supporting areas. GFA is not the same as rentable space, but rather includes all area inside the building(s). Include in GFA: lobbies, tenant areas, common areas, meeting rooms, break rooms, atriums (count the base level only), restrooms, elevator shafts, stairwells, mechanical equipment areas, basements, storage rooms. Do not include in GFA: exterior spaces, balconies, patios, exterior loading docks, driveways, covered walkways, outdoor play courts (tennis, basketball, etc.), parking (How to enter parking?), the interstitial plenum space between floors (which house pipes and ventilation), crawl spaces. Although you do not include these areas in your GFA, you do include their energy use. Our algorithms assume buildings have outdoor usage, too. The GFA refers specifically to interior space. But, the energy use evaluated should be all the energy required to operate your building, which includes the energy used both inside and out. You may exclude the GFA of certain Property Uses, if they meet these 4 criteria (see this FAQ for details): The Property Use is less than 10% of the building’s GFA The Property Use is not a property type eligible to receive an ENERGY STAR score The Property Use is sub-metered so that both the Property Use’s energy consumption and GFA can be excluded The Property Use’s energy use patterns are significantly different than those of the rest of the building (ex: A cell phone tower on a building) “Parts of a building,” such as tenant spaces, measure the GFA of the “usable square feet.” Usable square feet include the specific area the tenant occupies to do business. Learn more about how to benchmark a tenant space.
Museum - Gross Floor Area (ft²) | The Gross Floor Area (GFA) is the total “property” square footage, and a “property” can be a: Single building Campus of buildings Part of a building (such as a single tenant space). Depending on which above type you have, your exact GFA is determined differently: “Single buildings” and “campuses of buildings” measure the GFA between the outside surface of the exterior walls of the building(s). This includes all areas inside the building(s) including supporting areas. GFA is not the same as rentable space, but rather includes all area inside the building(s). Include in GFA: lobbies, tenant areas, common areas, meeting rooms, break rooms, atriums (count the base level only), restrooms, elevator shafts, stairwells, mechanical equipment areas, basements, storage rooms. Do not include in GFA: exterior spaces, balconies, patios, exterior loading docks, driveways, covered walkways, outdoor play courts (tennis, basketball, etc.), parking (How to enter parking?), the interstitial plenum space between floors (which house pipes and ventilation), crawl spaces. Although you do not include these areas in your GFA, you do include their energy use. Our algorithms assume buildings have outdoor usage, too. The GFA refers specifically to interior space. But, the energy use evaluated should be all the energy required to operate your building, which includes the energy used both inside and out. You may exclude the GFA of certain Property Uses, if they meet these 4 criteria (see this FAQ for details): The Property Use is less than 10% of the building’s GFA The Property Use is not a property type eligible to receive an ENERGY STAR score The Property Use is sub-metered so that both the Property Use’s energy consumption and GFA can be excluded The Property Use’s energy use patterns are significantly different than those of the rest of the building (ex: A cell phone tower on a building) “Parts of a building,” such as tenant spaces, measure the GFA of the “usable square feet.” Usable square feet include the specific area the tenant occupies to do business. Learn more about how to benchmark a tenant space.
Performing Arts - Gross Floor Area (ft²) | The Gross Floor Area (GFA) is the total “property” square footage, and a “property” can be a: Single building Campus of buildings Part of a building (such as a single tenant space). Depending on which above type you have, your exact GFA is determined differently: “Single buildings” and “campuses of buildings” measure the GFA between the outside surface of the exterior walls of the building(s). This includes all areas inside the building(s) including supporting areas. GFA is not the same as rentable space, but rather includes all area inside the building(s). Include in GFA: lobbies, tenant areas, common areas, meeting rooms, break rooms, atriums (count the base level only), restrooms, elevator shafts, stairwells, mechanical equipment areas, basements, storage rooms. Do not include in GFA: exterior spaces, balconies, patios, exterior loading docks, driveways, covered walkways, outdoor play courts (tennis, basketball, etc.), parking (How to enter parking?), the interstitial plenum space between floors (which house pipes and ventilation), crawl spaces. Although you do not include these areas in your GFA, you do include their energy use. Our algorithms assume buildings have outdoor usage, too. The GFA refers specifically to interior space. But, the energy use evaluated should be all the energy required to operate your building, which includes the energy used both inside and out. You may exclude the GFA of certain Property Uses, if they meet these 4 criteria (see this FAQ for details): The Property Use is less than 10% of the building’s GFA The Property Use is not a property type eligible to receive an ENERGY STAR score The Property Use is sub-metered so that both the Property Use’s energy consumption and GFA can be excluded The Property Use’s energy use patterns are significantly different than those of the rest of the building (ex: A cell phone tower on a building) “Parts of a building,” such as tenant spaces, measure the GFA of the “usable square feet.” Usable square feet include the specific area the tenant occupies to do business. Learn more about how to benchmark a tenant space.
Parking - Gross Floor Area (ft²) | The Gross Floor Area (GFA) is the total “property” square footage, and a “property” can be a: Single building Campus of buildings Part of a building (such as a single tenant space). Depending on which above type you have, your exact GFA is determined differently: “Single buildings” and “campuses of buildings” measure the GFA between the outside surface of the exterior walls of the building(s). This includes all areas inside the building(s) including supporting areas. GFA is not the same as rentable space, but rather includes all area inside the building(s). Include in GFA: lobbies, tenant areas, common areas, meeting rooms, break rooms, atriums (count the base level only), restrooms, elevator shafts, stairwells, mechanical equipment areas, basements, storage rooms. Do not include in GFA: exterior spaces, balconies, patios, exterior loading docks, driveways, covered walkways, outdoor play courts (tennis, basketball, etc.), parking (How to enter parking?), the interstitial plenum space between floors (which house pipes and ventilation), crawl spaces. Although you do not include these areas in your GFA, you do include their energy use. Our algorithms assume buildings have outdoor usage, too. The GFA refers specifically to interior space. But, the energy use evaluated should be all the energy required to operate your building, which includes the energy used both inside and out. You may exclude the GFA of certain Property Uses, if they meet these 4 criteria (see this FAQ for details): The Property Use is less than 10% of the building’s GFA The Property Use is not a property type eligible to receive an ENERGY STAR score The Property Use is sub-metered so that both the Property Use’s energy consumption and GFA can be excluded The Property Use’s energy use patterns are significantly different than those of the rest of the building (ex: A cell phone tower on a building) “Parts of a building,” such as tenant spaces, measure the GFA of the “usable square feet.” Usable square feet include the specific area the tenant occupies to do business. Learn more about how to benchmark a tenant space.
Parking - Completely Enclosed Parking Garage Size (ft²) | The Gross Floor Area (GFA) is the total “property” square footage, and a “property” can be a: Single building Campus of buildings Part of a building (such as a single tenant space). Depending on which above type you have, your exact GFA is determined differently: “Single buildings” and “campuses of buildings” measure the GFA between the outside surface of the exterior walls of the building(s). This includes all areas inside the building(s) including supporting areas. GFA is not the same as rentable space, but rather includes all area inside the building(s). Include in GFA: lobbies, tenant areas, common areas, meeting rooms, break rooms, atriums (count the base level only), restrooms, elevator shafts, stairwells, mechanical equipment areas, basements, storage rooms. Do not include in GFA: exterior spaces, balconies, patios, exterior loading docks, driveways, covered walkways, outdoor play courts (tennis, basketball, etc.), parking (How to enter parking?), the interstitial plenum space between floors (which house pipes and ventilation), crawl spaces. Although you do not include these areas in your GFA, you do include their energy use. Our algorithms assume buildings have outdoor usage, too. The GFA refers specifically to interior space. But, the energy use evaluated should be all the energy required to operate your building, which includes the energy used both inside and out. You may exclude the GFA of certain Property Uses, if they meet these 4 criteria (see this FAQ for details): The Property Use is less than 10% of the building’s GFA The Property Use is not a property type eligible to receive an ENERGY STAR score The Property Use is sub-metered so that both the Property Use’s energy consumption and GFA can be excluded The Property Use’s energy use patterns are significantly different than those of the rest of the building (ex: A cell phone tower on a building) “Parts of a building,” such as tenant spaces, measure the GFA of the “usable square feet.” Usable square feet include the specific area the tenant occupies to do business. Learn more about how to benchmark a tenant space.
Parking - Open Parking Lot Size (ft²) | The Gross Floor Area (GFA) is the total “property” square footage, and a “property” can be a: Single building Campus of buildings Part of a building (such as a single tenant space). Depending on which above type you have, your exact GFA is determined differently: “Single buildings” and “campuses of buildings” measure the GFA between the outside surface of the exterior walls of the building(s). This includes all areas inside the building(s) including supporting areas. GFA is not the same as rentable space, but rather includes all area inside the building(s). Include in GFA: lobbies, tenant areas, common areas, meeting rooms, break rooms, atriums (count the base level only), restrooms, elevator shafts, stairwells, mechanical equipment areas, basements, storage rooms. Do not include in GFA: exterior spaces, balconies, patios, exterior loading docks, driveways, covered walkways, outdoor play courts (tennis, basketball, etc.), parking (How to enter parking?), the interstitial plenum space between floors (which house pipes and ventilation), crawl spaces. Although you do not include these areas in your GFA, you do include their energy use. Our algorithms assume buildings have outdoor usage, too. The GFA refers specifically to interior space. But, the energy use evaluated should be all the energy required to operate your building, which includes the energy used both inside and out. You may exclude the GFA of certain Property Uses, if they meet these 4 criteria (see this FAQ for details): The Property Use is less than 10% of the building’s GFA The Property Use is not a property type eligible to receive an ENERGY STAR score The Property Use is sub-metered so that both the Property Use’s energy consumption and GFA can be excluded The Property Use’s energy use patterns are significantly different than those of the rest of the building (ex: A cell phone tower on a building) “Parts of a building,” such as tenant spaces, measure the GFA of the “usable square feet.” Usable square feet include the specific area the tenant occupies to do business. Learn more about how to benchmark a tenant space.
Parking - Partially Enclosed Parking Garage Size (ft²) | The Gross Floor Area (GFA) is the total “property” square footage, and a “property” can be a: Single building Campus of buildings Part of a building (such as a single tenant space). Depending on which above type you have, your exact GFA is determined differently: “Single buildings” and “campuses of buildings” measure the GFA between the outside surface of the exterior walls of the building(s). This includes all areas inside the building(s) including supporting areas. GFA is not the same as rentable space, but rather includes all area inside the building(s). Include in GFA: lobbies, tenant areas, common areas, meeting rooms, break rooms, atriums (count the base level only), restrooms, elevator shafts, stairwells, mechanical equipment areas, basements, storage rooms. Do not include in GFA: exterior spaces, balconies, patios, exterior loading docks, driveways, covered walkways, outdoor play courts (tennis, basketball, etc.), parking (How to enter parking?), the interstitial plenum space between floors (which house pipes and ventilation), crawl spaces. Although you do not include these areas in your GFA, you do include their energy use. Our algorithms assume buildings have outdoor usage, too. The GFA refers specifically to interior space. But, the energy use evaluated should be all the energy required to operate your building, which includes the energy used both inside and out. You may exclude the GFA of certain Property Uses, if they meet these 4 criteria (see this FAQ for details): The Property Use is less than 10% of the building’s GFA The Property Use is not a property type eligible to receive an ENERGY STAR score The Property Use is sub-metered so that both the Property Use’s energy consumption and GFA can be excluded The Property Use’s energy use patterns are significantly different than those of the rest of the building (ex: A cell phone tower on a building) “Parts of a building,” such as tenant spaces, measure the GFA of the “usable square feet.” Usable square feet include the specific area the tenant occupies to do business. Learn more about how to benchmark a tenant space.
Refrigerated Warehouse - Gross Floor Area (ft²) | The Gross Floor Area (GFA) is the total “property” square footage, and a “property” can be a: Single building Campus of buildings Part of a building (such as a single tenant space). Depending on which above type you have, your exact GFA is determined differently: “Single buildings” and “campuses of buildings” measure the GFA between the outside surface of the exterior walls of the building(s). This includes all areas inside the building(s) including supporting areas. GFA is not the same as rentable space, but rather includes all area inside the building(s). Include in GFA: lobbies, tenant areas, common areas, meeting rooms, break rooms, atriums (count the base level only), restrooms, elevator shafts, stairwells, mechanical equipment areas, basements, storage rooms. Do not include in GFA: exterior spaces, balconies, patios, exterior loading docks, driveways, covered walkways, outdoor play courts (tennis, basketball, etc.), parking (How to enter parking?), the interstitial plenum space between floors (which house pipes and ventilation), crawl spaces. Although you do not include these areas in your GFA, you do include their energy use. Our algorithms assume buildings have outdoor usage, too. The GFA refers specifically to interior space. But, the energy use evaluated should be all the energy required to operate your building, which includes the energy used both inside and out. You may exclude the GFA of certain Property Uses, if they meet these 4 criteria (see this FAQ for details): The Property Use is less than 10% of the building’s GFA The Property Use is not a property type eligible to receive an ENERGY STAR score The Property Use is sub-metered so that both the Property Use’s energy consumption and GFA can be excluded The Property Use’s energy use patterns are significantly different than those of the rest of the building (ex: A cell phone tower on a building) “Parts of a building,” such as tenant spaces, measure the GFA of the “usable square feet.” Usable square feet include the specific area the tenant occupies to do business. Learn more about how to benchmark a tenant space.
Restaurant - Gross Floor Area (ft²) | "The Gross Floor Area (GFA) is the total “property” square footage, and a “property” can be a: Single building Campus of buildings Part of a building (such as a single tenant space). Depending on which above type you have, your exact GFA is determined differently: “Single buildings” and “campuses of buildings” measure the GFA between the outside surface of the exterior walls of the building(s). This includes all areas inside the building(s) including supporting areas. GFA is not the same as rentable space, but rather includes all area inside the building(s). Include in GFA: lobbies, tenant areas, common areas, meeting rooms, break rooms, atriums (count the base level only), restrooms, elevator shafts, stairwells, mechanical equipment areas, basements, storage rooms. Do not include in GFA: exterior spaces, balconies, patios, exterior loading docks, driveways, covered walkways, outdoor play courts (tennis, basketball, etc.), parking (How to enter parking?), the interstitial plenum space between floors (which house pipes and ventilation), crawl spaces. Although you do not include these areas in your GFA, you do include their energy use. Our algorithms assume buildings have outdoor usage, too. The GFA refers specifically to interior space. But, the energy use evaluated should be all the energy required to operate your building, which includes the energy used both inside and out. You may exclude the GFA of certain Property Uses, if they meet these 4 criteria (see this FAQ for details): The Property Use is less than 10% of the building’s GFA The Property Use is not a property type eligible to receive an ENERGY STAR score The Property Use is sub-metered so that both the Property Use’s energy consumption and GFA can be excluded The Property Use’s energy use patterns are significantly different than those of the rest of the building (ex: A cell phone tower on a building) “Parts of a building,” such as tenant spaces, measure the GFA of the “usable square feet.” Usable square feet include the specific area the tenant occupies to do business. Learn more about how to benchmark a tenant space.". The Gross Floor Area Used for Food Preparation is the total size of all large/commercial kitchen areas used for the storage and preparation of food. This will be a subset of Gross Floor Area for the property. It should not include small kitchens, employee break rooms/pantries, concession stands, or service and seating areas.
Restaurant - Weekly Operating Hours | The Weekly Operating Hours is different depending on your property type: Office, Financial Office, Warehouse and Distribution Center. Your Weekly Operating Hours are the total number of hours per week where the majority of workers are present. For example, if the majority of workers are in your building from 8:00 am - 6:00 pm M-F, then your Weekly operating hours should be 50 (10 hrs * 5 days per week). If you have two or more tenants with hours that differ by more than 10%, then you should enter two separate Property Uses so that you can track them separately. If you have two or more tenants with hours that differ by less than 10%, use the largest tenant’s hours (based on Gross Floor Area). If your hours vary seasonally (ex: 1/2 day Fridays in the summer), use the schedule that is followed most often. If you have 2 shifts of workers, add the hours for both shifts. Do NOT count these hours: When the property is occupied only by maintenance, security, the cleaning crew, or other support personnel. HVAC startup or shutdown time Properties that serve the Public (retail stores, medical office, bank branch, courthouse, library, health club, etc). Your Weekly Operating Hours should be the hours that you are open to the public. Worship Facility. Your Weekly Operating Hours should reflect hours when the facility is typically open for operation, which may include worship services, choir practice, administrative use, committee meetings, classes, or other activities.
Restaurant - Worker Density (Number per 1,000 sq ft) | Restaurant workers per 1,000 sq ft
Retail Store - Gross Floor Area (ft²) | The Gross Floor Area (GFA) is the total “property” square footage, and a “property” can be a: Single building Campus of buildings Part of a building (such as a single tenant space). Depending on which above type you have, your exact GFA is determined differently: “Single buildings” and “campuses of buildings” measure the GFA between the outside surface of the exterior walls of the building(s). This includes all areas inside the building(s) including supporting areas. GFA is not the same as rentable space, but rather includes all area inside the building(s). Include in GFA: lobbies, tenant areas, common areas, meeting rooms, break rooms, atriums (count the base level only), restrooms, elevator shafts, stairwells, mechanical equipment areas, basements, storage rooms. Do not include in GFA: exterior spaces, balconies, patios, exterior loading docks, driveways, covered walkways, outdoor play courts (tennis, basketball, etc.), parking (How to enter parking?), the interstitial plenum space between floors (which house pipes and ventilation), crawl spaces. Although you do not include these areas in your GFA, you do include their energy use. Our algorithms assume buildings have outdoor usage, too. The GFA refers specifically to interior space. But, the energy use evaluated should be all the energy required to operate your building, which includes the energy used both inside and out. You may exclude the GFA of certain Property Uses, if they meet these 4 criteria (see this FAQ for details): The Property Use is less than 10% of the building’s GFA The Property Use is not a property type eligible to receive an ENERGY STAR score The Property Use is sub-metered so that both the Property Use’s energy consumption and GFA can be excluded The Property Use’s energy use patterns are significantly different than those of the rest of the building (ex: A cell phone tower on a building) “Parts of a building,” such as tenant spaces, measure the GFA of the “usable square feet.” Usable square feet include the specific area the tenant occupies to do business. Learn more about how to benchmark a tenant space.
Retail Store - Number of Walk-in Refrigeration/Freezer Units | The Number of Walk-in Refrigeration/Freezer Units is the total count of walk-in units at the property. Walk-in Refrigeration/Freezers are large enough for a person to actually walk into. They may or may not have a door, plastic strips, or other flexible covers.
Retail Store - Number of Open or Closed Refrigeration/Freezer Units | The Number of Open or Closed Refrigeration/Freezer Units is the count of open or closed cases that are used for the sale or storage of perishable goods. This includes display-type refrigerated open or closed cases and cabinets as well as display-type freezer units typically found on a sales floor. Each case or cabinet section, typically 4 to 12 feet in length, should be considered 1 unit. Include those cases located inside and immediately adjacent to the building. These units may be portable or permanent, and may have doors, plastic strips, or other flexible cover. This count should not include vending machines or half -size/compact refrigerators.
Self-Storage Facility - Gross Floor Area (ft²) | The Gross Floor Area (GFA) is the total “property” square footage, and a “property” can be a: Single building Campus of buildings Part of a building (such as a single tenant space). Depending on which above type you have, your exact GFA is determined differently: “Single buildings” and “campuses of buildings” measure the GFA between the outside surface of the exterior walls of the building(s). This includes all areas inside the building(s) including supporting areas. GFA is not the same as rentable space, but rather includes all area inside the building(s). Include in GFA: lobbies, tenant areas, common areas, meeting rooms, break rooms, atriums (count the base level only), restrooms, elevator shafts, stairwells, mechanical equipment areas, basements, storage rooms. Do not include in GFA: exterior spaces, balconies, patios, exterior loading docks, driveways, covered walkways, outdoor play courts (tennis, basketball, etc.), parking (How to enter parking?), the interstitial plenum space between floors (which house pipes and ventilation), crawl spaces. Although you do not include these areas in your GFA, you do include their energy use. Our algorithms assume buildings have outdoor usage, too. The GFA refers specifically to interior space. But, the energy use evaluated should be all the energy required to operate your building, which includes the energy used both inside and out. You may exclude the GFA of certain Property Uses, if they meet these 4 criteria (see this FAQ for details): The Property Use is less than 10% of the building’s GFA The Property Use is not a property type eligible to receive an ENERGY STAR score The Property Use is sub-metered so that both the Property Use’s energy consumption and GFA can be excluded The Property Use’s energy use patterns are significantly different than those of the rest of the building (ex: A cell phone tower on a building) “Parts of a building,” such as tenant spaces, measure the GFA of the “usable square feet.” Usable square feet include the specific area the tenant occupies to do business. Learn more about how to benchmark a tenant space.
Senior Living Community - Gross Floor Area (ft²) | The Gross Floor Area (GFA) is the total “property” square footage, and a “property” can be a: Single building Campus of buildings Part of a building (such as a single tenant space). Depending on which above type you have, your exact GFA is determined differently: “Single buildings” and “campuses of buildings” measure the GFA between the outside surface of the exterior walls of the building(s). This includes all areas inside the building(s) including supporting areas. GFA is not the same as rentable space, but rather includes all area inside the building(s). Include in GFA: lobbies, tenant areas, common areas, meeting rooms, break rooms, atriums (count the base level only), restrooms, elevator shafts, stairwells, mechanical equipment areas, basements, storage rooms. Do not include in GFA: exterior spaces, balconies, patios, exterior loading docks, driveways, covered walkways, outdoor play courts (tennis, basketball, etc.), parking (How to enter parking?), the interstitial plenum space between floors (which house pipes and ventilation), crawl spaces. Although you do not include these areas in your GFA, you do include their energy use. Our algorithms assume buildings have outdoor usage, too. The GFA refers specifically to interior space. But, the energy use evaluated should be all the energy required to operate your building, which includes the energy used both inside and out. You may exclude the GFA of certain Property Uses, if they meet these 4 criteria (see this FAQ for details): The Property Use is less than 10% of the building’s GFA The Property Use is not a property type eligible to receive an ENERGY STAR score The Property Use is sub-metered so that both the Property Use’s energy consumption and GFA can be excluded The Property Use’s energy use patterns are significantly different than those of the rest of the building (ex: A cell phone tower on a building) “Parts of a building,” such as tenant spaces, measure the GFA of the “usable square feet.” Usable square feet include the specific area the tenant occupies to do business. Learn more about how to benchmark a tenant space.
Senior Living Community - Living Unit Density (Number per 1,000 sq ft) | Number of residents per 1,000 sq ft
Social/Meeting Hall - Gross Floor Area (ft²) | The Gross Floor Area (GFA) is the total “property” square footage, and a “property” can be a: Single building Campus of buildings Part of a building (such as a single tenant space). Depending on which above type you have, your exact GFA is determined differently: “Single buildings” and “campuses of buildings” measure the GFA between the outside surface of the exterior walls of the building(s). This includes all areas inside the building(s) including supporting areas. GFA is not the same as rentable space, but rather includes all area inside the building(s). Include in GFA: lobbies, tenant areas, common areas, meeting rooms, break rooms, atriums (count the base level only), restrooms, elevator shafts, stairwells, mechanical equipment areas, basements, storage rooms. Do not include in GFA: exterior spaces, balconies, patios, exterior loading docks, driveways, covered walkways, outdoor play courts (tennis, basketball, etc.), parking (How to enter parking?), the interstitial plenum space between floors (which house pipes and ventilation), crawl spaces. Although you do not include these areas in your GFA, you do include their energy use. Our algorithms assume buildings have outdoor usage, too. The GFA refers specifically to interior space. But, the energy use evaluated should be all the energy required to operate your building, which includes the energy used both inside and out. You may exclude the GFA of certain Property Uses, if they meet these 4 criteria (see this FAQ for details): The Property Use is less than 10% of the building’s GFA The Property Use is not a property type eligible to receive an ENERGY STAR score The Property Use is sub-metered so that both the Property Use’s energy consumption and GFA can be excluded The Property Use’s energy use patterns are significantly different than those of the rest of the building (ex: A cell phone tower on a building) “Parts of a building,” such as tenant spaces, measure the GFA of the “usable square feet.” Usable square feet include the specific area the tenant occupies to do business. Learn more about how to benchmark a tenant space.
Supermarket/Grocery - Gross Floor Area (ft²) | The Gross Floor Area (GFA) is the total “property” square footage, and a “property” can be a: Single building Campus of buildings Part of a building (such as a single tenant space). Depending on which above type you have, your exact GFA is determined differently: “Single buildings” and “campuses of buildings” measure the GFA between the outside surface of the exterior walls of the building(s). This includes all areas inside the building(s) including supporting areas. GFA is not the same as rentable space, but rather includes all area inside the building(s). Include in GFA: lobbies, tenant areas, common areas, meeting rooms, break rooms, atriums (count the base level only), restrooms, elevator shafts, stairwells, mechanical equipment areas, basements, storage rooms. Do not include in GFA: exterior spaces, balconies, patios, exterior loading docks, driveways, covered walkways, outdoor play courts (tennis, basketball, etc.), parking (How to enter parking?), the interstitial plenum space between floors (which house pipes and ventilation), crawl spaces. Although you do not include these areas in your GFA, you do include their energy use. Our algorithms assume buildings have outdoor usage, too. The GFA refers specifically to interior space. But, the energy use evaluated should be all the energy required to operate your building, which includes the energy used both inside and out. You may exclude the GFA of certain Property Uses, if they meet these 4 criteria (see this FAQ for details): The Property Use is less than 10% of the building’s GFA The Property Use is not a property type eligible to receive an ENERGY STAR score The Property Use is sub-metered so that both the Property Use’s energy consumption and GFA can be excluded The Property Use’s energy use patterns are significantly different than those of the rest of the building (ex: A cell phone tower on a building) “Parts of a building,” such as tenant spaces, measure the GFA of the “usable square feet.” Usable square feet include the specific area the tenant occupies to do business. Learn more about how to benchmark a tenant space.
Supermarket/Grocery - Number of Open or Closed Refrigeration/Freezer Units | The Number of Open or Closed Refrigeration/Freezer Units is the count of open or closed cases that are used for the sale or storage of perishable goods. This includes display-type refrigerated open or closed cases and cabinets as well as display-type freezer units typically found on a sales floor. Each case or cabinet section, typically 4 to 12 feet in length, should be considered 1 unit. Include those cases located inside and immediately adjacent to the building. These units may be portable or permanent, and may have doors, plastic strips, or other flexible cover. This count should not include vending machines or half -size/compact refrigerators.
Supermarket/Grocery - Number of Walk-in Refrigeration/Freezer Units | The Number of Walk-in Refrigeration/Freezer Units is the total count of walk-in units at the property. Walk-in Refrigeration/Freezers are large enough for a person to actually walk into. They may or may not have a door, plastic strips, or other flexible covers.
Wholesale Club/Supercenter- Gross Floor Area (ft²) | The Gross Floor Area (GFA) is the total “property” square footage, and a “property” can be a: Single building Campus of buildings Part of a building (such as a single tenant space). Depending on which above type you have, your exact GFA is determined differently: “Single buildings” and “campuses of buildings” measure the GFA between the outside surface of the exterior walls of the building(s). This includes all areas inside the building(s) including supporting areas. GFA is not the same as rentable space, but rather includes all area inside the building(s). Include in GFA: lobbies, tenant areas, common areas, meeting rooms, break rooms, atriums (count the base level only), restrooms, elevator shafts, stairwells, mechanical equipment areas, basements, storage rooms. Do not include in GFA: exterior spaces, balconies, patios, exterior loading docks, driveways, covered walkways, outdoor play courts (tennis, basketball, etc.), parking (How to enter parking?), the interstitial plenum space between floors (which house pipes and ventilation), crawl spaces. Although you do not include these areas in your GFA, you do include their energy use. Our algorithms assume buildings have outdoor usage, too. The GFA refers specifically to interior space. But, the energy use evaluated should be all the energy required to operate your building, which includes the energy used both inside and out. You may exclude the GFA of certain Property Uses, if they meet these 4 criteria (see this FAQ for details): The Property Use is less than 10% of the building’s GFA The Property Use is not a property type eligible to receive an ENERGY STAR score The Property Use is sub-metered so that both the Property Use’s energy consumption and GFA can be excluded The Property Use’s energy use patterns are significantly different than those of the rest of the building (ex: A cell phone tower on a building) “Parts of a building,” such as tenant spaces, measure the GFA of the “usable square feet.” Usable square feet include the specific area the tenant occupies to do business. Learn more about how to benchmark a tenant space.
Wholesale Club/Supercenter- Exterior Entrance to the Public | Exterior Entrance to the Public is entered as either Yes or No. Yes – The store has an exterior entrance through which customers enter from the outside. No – There is no exterior entrance available to the public. Patrons must enter through an interior entrance, such as from within a mall or an atrium in a mixed use establishment.
Wastewater Treatment Plant - Gross Floor Area (ft²) | Square footage of waterwater treatment plant
Worship Facility - Gross Floor Area (ft²) | The Gross Floor Area (GFA) is the total “property” square footage, and a “property” can be a: Single building Campus of buildings Part of a building (such as a single tenant space). Depending on which above type you have, your exact GFA is determined differently: “Single buildings” and “campuses of buildings” measure the GFA between the outside surface of the exterior walls of the building(s). This includes all areas inside the building(s) including supporting areas. GFA is not the same as rentable space, but rather includes all area inside the building(s). Include in GFA: lobbies, tenant areas, common areas, meeting rooms, break rooms, atriums (count the base level only), restrooms, elevator shafts, stairwells, mechanical equipment areas, basements, storage rooms. Do not include in GFA: exterior spaces, balconies, patios, exterior loading docks, driveways, covered walkways, outdoor play courts (tennis, basketball, etc.), parking (How to enter parking?), the interstitial plenum space between floors (which house pipes and ventilation), crawl spaces. Although you do not include these areas in your GFA, you do include their energy use. Our algorithms assume buildings have outdoor usage, too. The GFA refers specifically to interior space. But, the energy use evaluated should be all the energy required to operate your building, which includes the energy used both inside and out. You may exclude the GFA of certain Property Uses, if they meet these 4 criteria (see this FAQ for details): The Property Use is less than 10% of the building’s GFA The Property Use is not a property type eligible to receive an ENERGY STAR score The Property Use is sub-metered so that both the Property Use’s energy consumption and GFA can be excluded The Property Use’s energy use patterns are significantly different than those of the rest of the building (ex: A cell phone tower on a building) “Parts of a building,” such as tenant spaces, measure the GFA of the “usable square feet.” Usable square feet include the specific area the tenant occupies to do business. Learn more about how to benchmark a tenant space.
Estimated Data Flag - Electricity (Grid Purchase) | When entering bills, you can mark entries as an "Estimation" if you've entered any estimated meter entries (for energy, water, or waste). In Reporting, under Data Accuracy, you can choose three general metrics for "Estimated Values" (one for energy, water, and waste), and an "Estimated Data Flag" for each specific meter type. Yes - A meter(s) includes estimated usage. No - There are no estimated meter entries.
Estimated Data Flag - Natural Gas | When entering bills, you can mark entries as an "Estimation" if you've entered any estimated meter entries (for energy, water, or waste). In Reporting, under Data Accuracy, you can choose three general metrics for "Estimated Values" (one for energy, water, and waste), and an "Estimated Data Flag" for each specific meter type. Yes - A meter(s) includes estimated usage. No - There are no estimated meter entries.
Estimated Data Flag - Fuel Oil (No. 1) | When entering bills, you can mark entries as an "Estimation" if you've entered any estimated meter entries (for energy, water, or waste). In Reporting, under Data Accuracy, you can choose three general metrics for "Estimated Values" (one for energy, water, and waste), and an "Estimated Data Flag" for each specific meter type. Yes - A meter(s) includes estimated usage. No - There are no estimated meter entries.
Estimated Data Flag - Fuel Oil (No. 2) | When entering bills, you can mark entries as an "Estimation" if you've entered any estimated meter entries (for energy, water, or waste). In Reporting, under Data Accuracy, you can choose three general metrics for "Estimated Values" (one for energy, water, and waste), and an "Estimated Data Flag" for each specific meter type. Yes - A meter(s) includes estimated usage. No - There are no estimated meter entries.
Estimated Data Flag - Fuel Oil (No. 4) | When entering bills, you can mark entries as an "Estimation" if you've entered any estimated meter entries (for energy, water, or waste). In Reporting, under Data Accuracy, you can choose three general metrics for "Estimated Values" (one for energy, water, and waste), and an "Estimated Data Flag" for each specific meter type. Yes - A meter(s) includes estimated usage. No - There are no estimated meter entries.
Estimated Data Flag - Fuel Oil (No. 5 and No. 6) | When entering bills, you can mark entries as an "Estimation" if you've entered any estimated meter entries (for energy, water, or waste). In Reporting, under Data Accuracy, you can choose three general metrics for "Estimated Values" (one for energy, water, and waste), and an "Estimated Data Flag" for each specific meter type. Yes - A meter(s) includes estimated usage. No - There are no estimated meter entries.
Estimated Data Flag - District Steam | When entering bills, you can mark entries as an "Estimation" if you've entered any estimated meter entries (for energy, water, or waste). In Reporting, under Data Accuracy, you can choose three general metrics for "Estimated Values" (one for energy, water, and waste), and an "Estimated Data Flag" for each specific meter type. Yes - A meter(s) includes estimated usage. No - There are no estimated meter entries.
Estimated Data Flag - Municipally Supplied Potable Water: Mixed Indoor/Outdoor Use | When entering bills, you can mark entries as an "Estimation" if you've entered any estimated meter entries (for energy, water, or waste). In Reporting, under Data Accuracy, you can choose three general metrics for "Estimated Values" (one for energy, water, and waste), and an "Estimated Data Flag" for each specific meter type. Yes - A meter(s) includes estimated usage. No - There are no estimated meter entries.
Estimated Values - Energy | When entering bills, you can mark entries as an "Estimation" if you've entered any estimated meter entries (for energy, water, or waste). In Reporting, under Data Accuracy, you can choose three general metrics for "Estimated Values" (one for energy, water, and waste), and an "Estimated Data Flag" for each specific meter type. Yes - A meter(s) includes estimated usage. No - There are no estimated meter entries.
Estimated Values - Water | When entering bills, you can mark entries as an "Estimation" if you've entered any estimated meter entries (for energy, water, or waste). In Reporting, under Data Accuracy, you can choose three general metrics for "Estimated Values" (one for energy, water, and waste), and an "Estimated Data Flag" for each specific meter type. Yes - A meter(s) includes estimated usage. No - There are no estimated meter entries.
Alert - Data Center Issue (with Estimates, IT Configuration, or IT Meter) | You can use the following Alerts to spot check your properties for the most common errors that cause metrics to show as "N/A." These alert metrics are at the property level: Gross Floor Area is 0 ft2 – Your property Gross Floor Area must be larger than 0 ft2. Property has no uses – Each property must have at least one Property Use (ex: Office, Retail, K-12 School). A property use is automatically created when you first create a property. You can also create one on the Details tab. Data Center Issue (with Estimates, IT Configuration, or IT Meter) - If you have a Data Center, then you need to either be using Data Center Energy Estimates or have an IT Meter. This alert will flag any properties without the required data/meters. See this FAQ for more details. These alert metrics are available for Energy, Water, and Waste: No meters are associated with this property – This means you haven't told Portfolio Manager which meters to use towards your metrics. You can associate meters from the Energy (Water/Waste) tab, click "Change Meter Selections.” Meter has less than 12 full calendar months of data – 12 full months of calendar data is required for all metrics. A “full month” includes the first and last days of that month. If your bills run from mid-month to mid-month, you will need 13 bills to equal "12 full calendar months." Meter has overlaps – An overlap is where the same date is covered by multiple bills. Meter has gaps - A gap is where a date(s) is NOT covered by one of your bills.
Alert - Energy Meter has less than 12 full calendar months of data | You can use the following Alerts to spot check your properties for the most common errors that cause metrics to show as "N/A." These alert metrics are at the property level: Gross Floor Area is 0 ft2 – Your property Gross Floor Area must be larger than 0 ft2. Property has no uses – Each property must have at least one Property Use (ex: Office, Retail, K-12 School). A property use is automatically created when you first create a property. You can also create one on the Details tab. Data Center Issue (with Estimates, IT Configuration, or IT Meter) - If you have a Data Center, then you need to either be using Data Center Energy Estimates or have an IT Meter. This alert will flag any properties without the required data/meters. See this FAQ for more details. These alert metrics are available for Energy, Water, and Waste: No meters are associated with this property – This means you haven't told Portfolio Manager which meters to use towards your metrics. You can associate meters from the Energy (Water/Waste) tab, click "Change Meter Selections.” Meter has less than 12 full calendar months of data – 12 full months of calendar data is required for all metrics. A “full month” includes the first and last days of that month. If your bills run from mid-month to mid-month, you will need 13 bills to equal "12 full calendar months." Meter has overlaps – An overlap is where the same date is covered by multiple bills. Meter has gaps - A gap is where a date(s) is NOT covered by one of your bills.
Alert - Energy Meter has gaps | You can use the following Alerts to spot check your properties for the most common errors that cause metrics to show as "N/A." These alert metrics are at the property level: Gross Floor Area is 0 ft2 – Your property Gross Floor Area must be larger than 0 ft2. Property has no uses – Each property must have at least one Property Use (ex: Office, Retail, K-12 School). A property use is automatically created when you first create a property. You can also create one on the Details tab. Data Center Issue (with Estimates, IT Configuration, or IT Meter) - If you have a Data Center, then you need to either be using Data Center Energy Estimates or have an IT Meter. This alert will flag any properties without the required data/meters. See this FAQ for more details. These alert metrics are available for Energy, Water, and Waste: No meters are associated with this property – This means you haven't told Portfolio Manager which meters to use towards your metrics. You can associate meters from the Energy (Water/Waste) tab, click "Change Meter Selections.” Meter has less than 12 full calendar months of data – 12 full months of calendar data is required for all metrics. A “full month” includes the first and last days of that month. If your bills run from mid-month to mid-month, you will need 13 bills to equal "12 full calendar months." Meter has overlaps – An overlap is where the same date is covered by multiple bills. Meter has gaps - A gap is where a date(s) is NOT covered by one of your bills.
Alert - Energy Meter has overlaps | You can use the following Alerts to spot check your properties for the most common errors that cause metrics to show as "N/A." These alert metrics are at the property level: Gross Floor Area is 0 ft2 – Your property Gross Floor Area must be larger than 0 ft2. Property has no uses – Each property must have at least one Property Use (ex: Office, Retail, K-12 School). A property use is automatically created when you first create a property. You can also create one on the Details tab. Data Center Issue (with Estimates, IT Configuration, or IT Meter) - If you have a Data Center, then you need to either be using Data Center Energy Estimates or have an IT Meter. This alert will flag any properties without the required data/meters. See this FAQ for more details. These alert metrics are available for Energy, Water, and Waste: No meters are associated with this property – This means you haven't told Portfolio Manager which meters to use towards your metrics. You can associate meters from the Energy (Water/Waste) tab, click "Change Meter Selections.” Meter has less than 12 full calendar months of data – 12 full months of calendar data is required for all metrics. A “full month” includes the first and last days of that month. If your bills run from mid-month to mid-month, you will need 13 bills to equal "12 full calendar months." Meter has overlaps – An overlap is where the same date is covered by multiple bills. Meter has gaps - A gap is where a date(s) is NOT covered by one of your bills.
Alert - Energy - No meters selected for metrics | You can use the following Alerts to spot check your properties for the most common errors that cause metrics to show as "N/A." These alert metrics are at the property level: Gross Floor Area is 0 ft2 – Your property Gross Floor Area must be larger than 0 ft2. Property has no uses – Each property must have at least one Property Use (ex: Office, Retail, K-12 School). A property use is automatically created when you first create a property. You can also create one on the Details tab. Data Center Issue (with Estimates, IT Configuration, or IT Meter) - If you have a Data Center, then you need to either be using Data Center Energy Estimates or have an IT Meter. This alert will flag any properties without the required data/meters. See this FAQ for more details. These alert metrics are available for Energy, Water, and Waste: No meters are associated with this property – This means you haven't told Portfolio Manager which meters to use towards your metrics. You can associate meters from the Energy (Water/Waste) tab, click "Change Meter Selections.” Meter has less than 12 full calendar months of data – 12 full months of calendar data is required for all metrics. A “full month” includes the first and last days of that month. If your bills run from mid-month to mid-month, you will need 13 bills to equal "12 full calendar months." Meter has overlaps – An overlap is where the same date is covered by multiple bills. Meter has gaps - A gap is where a date(s) is NOT covered by one of your bills.
Alert - Energy Meter has single entry more than 65 days | You can use the following Alerts to spot check your properties for the most common errors that cause metrics to show as "N/A." These alert metrics are at the property level: Gross Floor Area is 0 ft2 – Your property Gross Floor Area must be larger than 0 ft2. Property has no uses – Each property must have at least one Property Use (ex: Office, Retail, K-12 School). A property use is automatically created when you first create a property. You can also create one on the Details tab. Data Center Issue (with Estimates, IT Configuration, or IT Meter) - If you have a Data Center, then you need to either be using Data Center Energy Estimates or have an IT Meter. This alert will flag any properties without the required data/meters. See this FAQ for more details. These alert metrics are available for Energy, Water, and Waste: No meters are associated with this property – This means you haven't told Portfolio Manager which meters to use towards your metrics. You can associate meters from the Energy (Water/Waste) tab, click "Change Meter Selections.” Meter has less than 12 full calendar months of data – 12 full months of calendar data is required for all metrics. A “full month” includes the first and last days of that month. If your bills run from mid-month to mid-month, you will need 13 bills to equal "12 full calendar months." Meter has overlaps – An overlap is where the same date is covered by multiple bills. Meter has gaps - A gap is where a date(s) is NOT covered by one of your bills.
Alert - Water Meter has less than 12 full calendar months of data | You can use the following Alerts to spot check your properties for the most common errors that cause metrics to show as "N/A." These alert metrics are at the property level: Gross Floor Area is 0 ft2 – Your property Gross Floor Area must be larger than 0 ft2. Property has no uses – Each property must have at least one Property Use (ex: Office, Retail, K-12 School). A property use is automatically created when you first create a property. You can also create one on the Details tab. Data Center Issue (with Estimates, IT Configuration, or IT Meter) - If you have a Data Center, then you need to either be using Data Center Energy Estimates or have an IT Meter. This alert will flag any properties without the required data/meters. See this FAQ for more details. These alert metrics are available for Energy, Water, and Waste: No meters are associated with this property – This means you haven't told Portfolio Manager which meters to use towards your metrics. You can associate meters from the Energy (Water/Waste) tab, click "Change Meter Selections.” Meter has less than 12 full calendar months of data – 12 full months of calendar data is required for all metrics. A “full month” includes the first and last days of that month. If your bills run from mid-month to mid-month, you will need 13 bills to equal "12 full calendar months." Meter has overlaps – An overlap is where the same date is covered by multiple bills. Meter has gaps - A gap is where a date(s) is NOT covered by one of your bills.
Alert - Property has no uses | You can use the following Alerts to spot check your properties for the most common errors that cause metrics to show as "N/A." These alert metrics are at the property level: Gross Floor Area is 0 ft2 – Your property Gross Floor Area must be larger than 0 ft2. Property has no uses – Each property must have at least one Property Use (ex: Office, Retail, K-12 School). A property use is automatically created when you first create a property. You can also create one on the Details tab. Data Center Issue (with Estimates, IT Configuration, or IT Meter) - If you have a Data Center, then you need to either be using Data Center Energy Estimates or have an IT Meter. This alert will flag any properties without the required data/meters. See this FAQ for more details. These alert metrics are available for Energy, Water, and Waste: No meters are associated with this property – This means you haven't told Portfolio Manager which meters to use towards your metrics. You can associate meters from the Energy (Water/Waste) tab, click "Change Meter Selections.” Meter has less than 12 full calendar months of data – 12 full months of calendar data is required for all metrics. A “full month” includes the first and last days of that month. If your bills run from mid-month to mid-month, you will need 13 bills to equal "12 full calendar months." Meter has overlaps – An overlap is where the same date is covered by multiple bills. Meter has gaps - A gap is where a date(s) is NOT covered by one of your bills.
Default Values | Default Data Flag is a Yes/No flag that indicates whether default values have been applied to any of the Property Use Details (such as Hours, Workers, or Computers). Yes - One or more default value was used in the Property Use Details. No – There are no default values for any Property Use Details. Default values are available for property types that can get a score (in either the US or Canada) and for Property Use Details that are used in the calculation of the score. The default values are derived from the sample population that was used to create each score. This was designed to help you get a quick score, when you don’t know the exact values for your Property Use Details. However, you should always go back and enter the actual values for your property to obtain the most accurate score. Note, there is never a default for Gross Floor Area (GFA), because GFA is needed to understand your basic property function and populate other default values.
Temporary Values | Temporary Data Flag is a Yes/No flag that indicates whether temporary values have been applied to any of the Property Use Details (such as hours, workers, or computers). Yes - One or more temporary values were used in the Property Use Details. No – There are no temporary values for any Property Use Details.
Property GFA - Self-Reported (ft²) | The number you enter when you first create a property. It can be edited on the Details tab, under “Basic Information.” This value does not change over time, and it is not time weighted. If you edit it, it deletes the previous value without saving a record of what it had been.
Property GFA - Calculated (Buildings and Parking) (ft²) | The sum of the GFA of all the Property Uses that you entered on the Details tab, including parking GFA. This value is time weighted.
Property GFA - Calculated (Buildings) (ft²) | The sum of the GFA of all the Property Uses that you entered on the Details tab, excluding parking GFA. This number should match your “Property GFA – Self-Reported.” If you have Property Uses that change square footage frequently (like office space going vacant), this is a good check to make sure all of your Property Uses add up to the right number. This value is time weighted.
Property GFA - Calculated (Parking) (ft²) | The sum of the GFA of your “Partially Enclosed” and “Completely Enclosed” Parking Property Uses that you entered on the Details tab. This value is time weighted.
Property Notes | Notes is a free text field in which you may enter any remarks or details about the property.
Water Use (All Water Sources) (kgal) | Sum of all water meters
Indoor Water Use (All Water Sources) (kgal) | Sum of all Indoor water meters
Outdoor Water Use (All Water Sources) (kgal) | Sum of all Outdoor water meters
Municipally Supplied Potable Water - Mixed Indoor/Outdoor Use (kgal) | Sum of Mixed Indoor/Outdoor Use Municipally Supplied Potable Water meters
Municipally Supplied Potable Water - Total Use (All Meter Types) (kgal) | Sum of all Municipally Supplied Potable Water meters
Municipally Supplied Potable Water - Indoor Use (kgal) | Sum of Municipally supplied Indoor water meters
Municipally Supplied Potable Water - Outdoor Use (kgal) | Sum of Municipally supplied outdoor water meters
Third Party Certification | Third Party Certifications (e.g. LEED, Green Globes) may be tracked within Portfolio Manager. This field includes a list of any third-party certifications that have been selected.
Third Party Certification Date Anticipated | The date a property is expected to achieve third-party green building certification. If more than one third-party certification is expected, then all dates will be displayed when this metric is selected for a report.
Third Party Certification Date Achieved | The date a property achieves third-party green building certification. If more than one third-party certification is achieved, then all dates will be displayed when this metric is selected for a report
Last Modified Date - Property | Last Modified Date - Property is the date that your property was last updated. This includes any changes to your property, such as property name, address, Number of Workers, Gross Floor Area, Standard and Custom IDs, Baseline Dates, new meter consumption data, etc. "Saving" data, even if there wasn't an actual edit, will count as an update to this field. Sharing, transferring, and reporting, does not trigger an update to this field. Full list of what triggers an update. There are separate metrics that track the last modified date for your energy, water, and waste meters, however this metric for the property includes edits to all energy, water, and waste meters. If the last edit to your property was to add an electricity bill, then the "Last Modified Date - Property" will be the same as the "Last Modified Date - Electric Meters" | MM/DD/YYYY
Last Modified Date - Electric Meters | Last Modified Date - Electricity Meters is the date that your property's electricity meters were last updated. Changes that will trigger this to be updated include: meter consumption data, basic meter information (Meter Name, units, Date Meter became Active/Inactive, etc.), meter associations, demand, and green power; essentially any changes you make from the Energy tab to an electric meter (Electric Grid, Onsite Solar & Onsite Wind). | MM/DD/YYYY
Last Modified Date - Gas Meters | Last Modified Date - Gas Meters is the date that your property's natural gas meters were last updated. Changes that will trigger this to be updated include: meter consumption data, basic meter information (Meter Name, units, Date Meter became Active/Inactive, etc.), and meter associations; essentially any changes you make from the Energy tab to a natural gas meter. | MM/DD/YYYY
Last Modified Date - Non-Electric Non-Gas Energy Meters | Last Modified Date - Non-Electric Non-Gas Energy Meters is the date that your property's energy meters (with the exception of electric and gas meters which are covered in separate metrics)- were last updated. Changes that will trigger this to be updated include: meter consumption data, basic meter information (Meter Name, units, Date Meter became Active/Inactive, etc.), and meter associations; essentially any changes you make from the Energy tab to any of these meters: propane, fuel oil, diesel, District Steam, District Hot Water, District Chilled Water, Coal, Coke, Wood, Kerosene, "Other" Energy Meters, any Data Center/IT meters, and any Flow Meters. | MM/DD/YYYY
Last Modified Date - Water Meters | Last Modified Date - Water Meters is the date that your property's water meters were last updated. Changes that will trigger this to be updated include: water bill data, basic meter information (Meter Name, units, Date Meter became Active/Inactive, etc.), and meter associations; essentially any changes you make from the Water tab | MM/DD/YYYY
Last Modified Date - Property Use | Last Modified Date - Property is the date that your property was last updated. This includes any changes to your property, such as property name, address, Number of Workers, Gross Floor Area, Standard and Custom IDs, Baseline Dates, new meter consumption data, etc. "Saving" data, even if there wasn't an actual edit, will count as an update to this field. Sharing, transferring, and reporting, does not trigger an update to this field. Full list of what triggers an update. There are separate metrics that track the last modified date for your energy, water, and waste meters, however this metric for the property includes edits to all energy, water, and waste meters. If the last edit to your property was to add an electricity bill, then the "Last Modified Date - Property" will be the same as the "Last Modified Date - Electric Meters". | MM/DD/YYYY
Number of Active Energy Meters - Total | The total number of Energy Meters that are active for any part of the Metric year. The meters do not have to have 12-full months of energy data to be counted.
Number of Active Energy Meters - Used to Compute Metrics | The total number of Energy Meters that are being counted toward the property's total energy use. These meters must be active and include usage for at least part of the Metric year to be counted.
Number of Active Energy Meters - Not Used to Compute Metrics | The total number of Energy Meters that are being tracked, but are not contributing to the property's total energy use. They might be submeters, or Parking meters that you want to track, but not include in the metrics for your property. These meters must be active and include usage for at least part of the Metric year to be counted.
Number of Active IT Meters | The total number of Energy Meters that are being tracked, but are not contributing to the property's total energy use. They might be submeters, or Parking meters that you want to track, but not include in the metrics for your property. These meters must be active and include usage for at least part of the Metric year to be counted.
Generation Date | Date and time report wsa generated | MM/DD/YYYY
Release Date | Date and time report was submitted | MM/DD/YYYY
Data Quality Flag | The data quality flag is a summary of the data quality flags used within our analysis. Any flagged entries indicate possible inaccurate data entries, and all flagged entries should be removed before any analyses. | *This field was generated and added by Urban Green Council
Emissions Flag | The emissions flag indicates that the emission variables associated with these observations is potentially inaccurate. We advise that these observations be excluded from analyses involving emissions | *This field was generated and added by Urban Green Council
Energy Flag | The energy flag indicates that the energy use variables associated with these observations is potentially inaccurate. We advise that these observations be excluded from analyses involving energy use. | *This field was generated and added by Urban Green Council

## Hidden_Frequencies (hidden)
Hourly | Hourly
Daily | Daily
Weekly | Weekly
Every weekday | Every weekday
Every 2 weeks | Every 2 weeks
Monthly | Monthly
Every 2 months | Every 2 months
Quarterly | Quarterly
Every 4 months | Every 4 months
Every 6 months | Every 6 months
Annually | Annually
Every 2 years | Every 2 years
Every 3 years | Every 3 years
Every 4 years | Every 4 years
Every 5 years | Every 5 years
Every 10 years | Every 10 years
Historical data | Historical data
As needed | As needed
To be determined | Not Applicable
Not Applicable

## Hidden_Agencies (hidden)
311
Administration for Children's Services (ACS)
Banking Commission
Board of Correction (BOC)
Board of Elections (BOENY)
Board of Standards and Appeals (BSA)
Bronx Borough President (BPBX)
Brooklyn Borough President (BPBK)
Brooklyn Public Library (BPL)
Business Integrity Commission (BIC)
Campaign Finance Board (CFB)
Children's Cabinet
City Clerk & Clerk of the Council (OCC)
City Council (NYCC)
City Employees' Retirement System (NYCERS)
City University of New York (CUNY)
Civic Engagement Commission (CEC)
Civil Service Commission (CSC)
Civilian Complaint Review Board (CCRB)
Commission on Human Rights (CCHR)
Commission to Combat Police Corruption (CCPC)
Conflicts of Interest Board (COIB)
Department for the Aging (DFTA)
Department of Buildings (DOB)
Department of City Planning (DCP)
Department of Citywide Administrative Services (DCAS)
Department of Consumer and Worker Protection (DCWP)
Department of Correction (DOC)
Department of Cultural Affairs (DCLA)
Department of Design and Construction (DDC)
Department of Education (DOE)
Department of Environmental Protection (DEP)
Department of Finance (DOF)
Department of Health and Mental Hygiene (DOHMH)
Department of Homeless Services (DHS)
Department of Housing Preservation and Development (HPD)
Department of Information Technology & Telecommunications (DoITT)
Department of Investigation (DOI)
Department of Parks and Recreation (DPR)
Department of Probation (DOP)
Department of Records and Information Services (DORIS)
Department of Sanitation (DSNY)
Department of Small Business Services (SBS)
Department of Social Services (DSS)
Department of Transportation (DOT)
Department of Veterans' Services (DVS)
Department of Youth and Community Development (DYCD)
Environmental Control Board (ECB)
Equal Employment Practices Commission (EEPC)
Financial Information Services Agency (FISA) & Office of Payroll Administration (OPA)
Fire Department of New York City (FDNY)
Human Resources Administration (HRA)
Independent Budget Office (IBO)
Landmarks Preservation Commission (LPC)
Law Department (LAW)
Manhattan Borough President (MBPO)
Mayor's Community Affairs Unit (CAU)
Mayor's Office Counsel
Mayor's Office for Economic Opportunity
Mayor's Office for International Affairs
Mayor's Office for People with Disabilities (MOPD)
Mayor's Office for Strategic Partnerships (OSP)
Mayor's Office of Citywide Event Coordination and Management (CECM)
Mayor's Office of Climate and Environmental Justice (MOCEJ)
Mayor's Office of Community Mental Health (OCMH)
Mayor's Office of Contract Services (MOCS)
Mayor's Office of Criminal Justice (MOCJ)
Mayor's Office of Food Policy (MOFP)
Mayor's Office of Housing Recovery Operations (HRO)
Mayor's Office of Immigrant Affairs (MOIA)
Mayor's Office of Media and Entertainment (MOME)
Mayor's Office of Minority and Women Owned Businesses (MWBE)
Mayor's Office of Operations (OPS)
Mayor's Office of Special Enforcement
Mayor's Office of Special Projects and Community Events (MOSPCE)
Mayor's Office to End Domestic and Gender-Based Violence (ENDGBV)
Mayor's Office to Protect Tenants (MOPT)
Mayor’s Office of Workforce Development (WKDEV)
Metropolitan Transportation Authority (MTA)
New York City Housing Authority (NYCHA)
New York Public Library (NYPL)
NYC & Company (NYCGO)
NYC Advisory Committee on the Judiciary
NYC Center for Innovation through Data Intelligence (CIDI)
NYC Emergency Management (NYCEM)
NYC Health + Hospitals
NYC Office of the Administrative Justice Coordinator
NYC Service
Office of Administrative Tax Appeals (OATA) / (Tax Commission & Tax Appeals Tribunal)
Office of Administrative Trials and Hearings (OATH)
Office of Chief Medical Examiner (OCME)
Office of Collective Bargaining (OCB)
Office of Labor Relations (OLR)
Office of Management and Budget (OMB)
Office of the Actuary
Office of the Comptroller (COMPTROLLER)
Police Department (NYPD)
Police Pension Fund (NYCPPF)
Procurement Policy Board (PPB)
Public Design Commission (formerly Art Commission (ARTCOM) and Design Commission)
Queens Borough President (QBP)
Queens Library (QBPL)
School Construction Authority (SCA)
Staten Island Borough President (BPSI)
Taxi and Limousine Commission (TLC)
Young Men's Initiative (YMI)

## Hidden_DataTypes (hidden)
Date & Time
Location/Point/Line/Polygon
Number
Text
True-False/Checkbox/Binary
URL/Website